## 1 Preliminaries
PROPOSED WOMEN TRANSITION CENTER - KISMAYU
SECTION 1
PRELIMINARIES
The Contractor is required to check the numbers of the pages and should any be found to be missing or in duplicate or the figures or writing indistinct, they must inform the Quantity Surveyors at once and have the same rectified. Should the Contractor be in doubt about the precise meaning of any item, word or figure, for any reason whatsoever, or observe any apparent omission of words or figures they must inform the Quantity Surveyor in order that the correct meaning may be decided upon before the date for the submission of the Tender.
The site of the works shall be used solely for the purpose of executing and completing the
Contract to the satisfaction of the Engineer.
1.1 | The Contractor shall obtain the Engineer's approval for the siting of all temporary storage
areas for materials.
The Contractors shall visit the site to acquaint themselves with its nature and position, the
nature of the ground, sub- strata and other local conditions, position of power and water
supplies, access roads or any other limitations, and no claims for extras will be considered
on account of lack of knowledge in this respect.
The Contractor's attention is drawn to the fact that they shall confine themselves to the area
necessary for executing the works as instructed by the Engineer.
1.2
The contractor must obtain the Engineer's approval and directions regarding the use of any
materials found on the Site. Any such material utilized in the execution of the Contract shall be
measured and value assessed by the Quantity Surveyor and the amount credited to the
Employer.
GENERAL MATTERS
SUFFICIENCY OF TENDER
The Contractor shall be deemed to have satisfied themselves before tendering as to the
correctness and sufficiency of their Tender for the Works and of the rates and prices stated
in the priced Bills of Quantities, which rates and prices shall cover all their obligations under the
Contract and all matters and things necessary for the proper completion and maintenance of
the Works.
TRANSPORT TO AND FROM THE SITE
1.3 | The Contractor shall include in their prices for the transport of materials, workmen, etc., to and
from the Site of the proposed Works, at such hours and by such routes as are permitted by
the Authorities.
CONTRACTORS' SUPERINTENDENCE
The Contractor shall constantly keep on the Works a literate English-speaking Agent or
Representative, competent and experienced in the kind of work involved, who shall give
1.4 | his whole time to the superintendence of the Works. Such Agent or Representative shall
receive on behalf of the Contractor, directions and instructions from the Engineer and such
directions and instructions shall be deemed given to the Contractor in accordance with the
Conditions of Contract. The Agent shall not be replaced without the specific approval of the
Engineer.
It is to be a specific condition of this Contract that the successful Tenderer shall provide
1.5 | on site throughout the period from the completion of the substructure to the Date for
Practical Completion a suitably qualified, experienced and competent person to ensure
that the works are carried out to the standard required by the specification and detailed
on the Drawings; and shall ensure that upon any termination of employment a suitable
replacement is found.
Before the Tenderer's offer is accepted the Engineer will personally interview the Contractor's
proposed Representative. A curriculum vitae of past experience and qualifications must be
provided for the Engineer's scrutiny.
The Engineer's decision will be final regarding the suitability of the proposed Representative.
WATER
1.6 | All water shall be fresh, clean and pure, free from earthy vegetable or organic matter, acid or
alkaline substance in solution or suspension.
The Contractor shall provide at their own risk and cost all water for use in connection with the
Works (including the work of Sub-Contractors). The Contractor shall provide at their own
expense all temporary distribution pipes, storage tanks, meters, etc., and they shall clear
away same upon completion of the Works.
1.7 | LIGHTING AND POWER
The Contractor shall provide at their own risk and cost all artificial lighting and power for use
on the Works, including all Sub-Contractors' and Specialists' requirements and including all
temporary connections, wiring, fittings, etc., and clearing away on completion. The Contractor
shall pay all fees and obtain all permits in connection therewith.
1.8 | SAFETY
In particular there shall be proper provision of planked footways and guard-rails to scaffolding,
etc.; protection against falling materials and tools and the Site shall be kept tidy and clear of
dangerous rubbish.
The Engineer shall be empowered to suspend work on the Site should he consider these
conditions are not being observed, and no claim arising from such a suspension will be allowed.
1.9 | PROTECTIVE CLOTHING
The Contractor shall provide all protective or any other special clothing or equipment for their
employees that may be necessary.
These shall include, inter-alia, safety helmets, gloves, goggles, earmuffs, gumboots, steel
toed boots, overalls, etc according to the type of work. The Contractor shall ensure
that all safety and protective gear are worn by all staff on site at all times
1.1 | SANITATION
The Contractor shall make arrangements for the necessary toilet facilities for their staff and
workmen to the requirements and satisfaction of the Health authorities and maintain the same
in a thoroughly clean and sanitary condition and pay all conservancy fees during the period of
the Works and remove when no longer required.
1.11 | PLANT, TOOLS AND SCAFFOLDING
The Contractor shall provide all necessary hoists, tackle, plant, vehicles, tools and appliances
of on every description for the due and satisfactory completion of the Works and shall remove
same completion.
The Contractor shall provide, erect and maintain all temporary scaffolding, sufficiently strong
and efficient for the due performance of the Works, including Sub-contract Works, provide
special scaffolding as and when required during the Works and remove on completion and
make good.
Such scaffolding shall be constructed of tubular steel or timber of sufficient scantlings and be
provided with planked footways and guard-rails to approval.
All such plant, tools and scaffolding shall comply with all regulations whether general or local, in
force throughout the period of the Contract and shall be altered or adapted during the Contract
as may be necessary to comply with any amendments in or additions to such regulations.
PAGE TOTAL CARRIED TO MAIN SUMMARY

## MAIN BLOCK (hidden)
ITEM | DESCRIPTION | UNIT | Worked Quantities | Comparable Rates | Total
GRANT No. ……………………………………….
PROPOSED ……………………………………....
…….………………………………….. DISTRICT
SECTION 2: MAIN BLOCK
ELEMENT NO. 1 : SITE PREPARATION
A | Clear site of all bushes and debris. Grab up roots and | m2 | 1590 | 3 | 4770
| burn the arisings |  |  |  | 0
0
B | Load, wheel and cart deposit and spread surplus excavated |  |  |  | 0
| material where directed on site at a distance not exceeding |  |  |  | 0
| 100 meters | Item | 1 | 300 | 300
0
| Total carried to summary | $ |  |  | 5070
0
0
0
0
0
| PROPOSED …………………………………….... |  |  |  | 0
| …….………………………………….. DISTRICT |  |  |  | 0
0
| SECTION 2: MAIN BLOCK |  |  |  | 0
0
0
| ELEMENT NO. 2 : SUBSTRUCTURES (PROVISIONAL) |  |  |  | 0
0
0
0
| Excavations including maintaining and supporting sides |  |  |  | 0
| and keeping free from water, mud and fallen material |  |  |  | 0
0
A | Top soil excavation average 200mm deep | m2 | 1425 | 3 | 4275
0
0
B | Excavate trench for foundation not exceeding 1.50 |  |  |  | 0
| meters deep, starting from stripped levels | m3 | 389.7 | 10 | 3897
0
| Ditto |  |  |  | 0
| Column bases | m3 | 67.2 | 10 | 672
0
| Planking and strutting |  |  |  | 0
0
C | Allow for keeping foundations free from water, mud, fallen |  |  |  | 0
| materials, etc. | LS | 500 | 1 | 500
0
| Disposal |  |  |  | 0
0
D | Return, fill and ram selected excavated material around | m3 | 137.07 | 7 | 959.49
E | Load, wheel and cart deposit and spread surplus |  |  |  | 0
| excavated material where directed on site at a |  |  |  | 0
| distance not exceeding 100 meters | m3 | 319.83 | 50 | 15991.5
0
| Hardcore or other approved filling, as described |  |  |  | 0
0
F | 300mm thick well compacted hardcore filling blinded with |  |  |  | 0
| 25mm thick quarry dust layer to receive surface bed | m2 | 1425 | 4 | 5700
0
G | 50mm thick Quarry dust blinding to surfaces of hardcore :rolled | m2 | 1425 | 3 | 4275
| smooth to receive polytheen sheeting (m.s) |  |  |  | 0
0
| Anti-termite treatment |  |  |  | 0
0
H | Gladiator or equal and approved chemical anti-termite |  |  |  | 0
| treatment, executed complete by an approved specialist |  |  |  | 0
| under a ten-year guarantee, to surfaces of blinding | m2 | 1425 | 3 | 4275
0
| Damp-proof membrane |  |  |  | 0
0
I | 1000 gauge polythene or other equal and approved |  |  |  | 0
| damp-proof membrane, laid over blinded hardcore |  |  |  | 0
| (m.s) with 300mm side and end laps (measured |  |  |  | 0
| nett-allow for laps) | m2 | 1425 | 2 | 2850
0
| Reference A142 mesh 200 x 200 mm , weight 2.22 kgs per |  |  |  | 0
| square meter ( measured net - no allowance made for laps |  |  |  | 0
| (inclunding bends, tying wire and distance blocks) |  |  |  | 0
0
J | Fabric ref. A142 weighing 2.22kg/ sq.metre, in surface |  |  |  | 0
| bed | m2 | 1425 | 4 | 5700
0
0
0
| Total carried to summary | $ |  |  | 49094.99
0
0
0
| SECTION 2: MAIN BLOCK |  |  |  | 0
0
| ELEMENT NO. 3 : CONCRETE WORKS |  |  |  | 0
0
| Plain concrete class 15 in: |  |  |  | 0
0
A | 50mm blinding | m2 | 346.4 | 11 | 3810.4
0
| Insitu concrete class 25/20 , vibrated and reinforced as described, in:- |  |  |  | 0
0
| BEAMS |  |  |  | 0
0
A | Ground beam(Strip Footing) | m3 | 103.92 | 220 | 22862.4
0
B | Ring beam 1 | m3 | 77.94 | 220 | 17146.8
0
| COLUMNS |  |  |  | 0
0
A | Columns bases | m3 | 28.8 | 220 | 6336
0
B | Starter columns | m3 | 13.824 | 220 | 3041.28
0
C | Columns (Height 3m) | m3 | 34.56 | 220 | 7603.2
0
| SLABS |  |  |  | 0
0
A | 200mm thick surface bed laid in bays including all |  |  |  | 0
| necessary formwork | m3 | 213.75 | 220 | 47025
0
| Ditto: |  |  |  | 0
0
B | Suspended slab | m3 | 186.6 | 220 | 41052
0
| Reinforcement, as described:-[PROVISIONAL] |  |  |  | 0
0
| High yield square twisted reinforcement bars to B.S 4461 |  |  |  | 0
0
| BEAMS |  |  |  | 0
0
| GROUND BEAM |  |  |  | 0
0
A | Y12 (Nominal Diameter 12mm) bars as main bars, |  |  |  | 0
| Cross-Sectional Area (113mm2), Mass per unit length (0.888kg/m) | Kg | 1538.016 | 1.6 | 2460.8256
0
B | R8 (Nominal Diameter 8mm) bars as rings, |  |  |  | 0
| Cross-Sectional Area (50.3mm2), Mass per unit length (0.395kg/m) | Kg | 1202.7798 | 1.6 | 1924.4477
0
| RING BEAM 1 |  |  |  | 0
0
C | Ditto for Y12 as main bars | Kg | 1538.016 | 1.6 | 2460.8256
0
D | Ditto for R8 as rings | Kg | 2138.2752 | 1.6 | 3421.2403
0
| COLUMNS |  |  |  | 0
0
| COLUMN BASES |  |  |  | 0
0
E | Y12 (Nominal Diameter 12mm) bars as main bars, |  |  |  | 0
| Cross-Sectional Area (113mm2), Mass per unit length (0.888kg/m) | Kg | 843.9552 | 1.6 | 1350.3283
0
| STARTER COLUMNS |  |  |  | 0
0
F | Y12 (Nominal Diameter 12mm) bars as main bars, |  |  |  | 0
| Cross-Sectional Area (113mm2), Mass per unit length (0.888kg/m) | Kg | 537.0624 | 1.6 | 859.2998
0
G | R8 (Nominal Diameter 8mm) bars as rings, |  |  |  | 0
| Cross-Sectional Area (50.3mm2), Mass per unit length (0.395kg/m) | Kg | 404.2584 | 1.6 | 646.8134
0
| COLUMNS |  |  |  | 0
0
| 3m HIGH COLUMNS |  |  |  | 0
0
H | Y12 (Nominal Diameter 12mm) bars as main bars, |  |  |  | 0
| Cross-Sectional Area (113mm2), Mass per unit length (0.888kg/m) | Kg | 792.8064 | 1.6 | 1268.4902
0
I | R8 (Nominal Diameter 8mm) bars as rings, |  |  |  | 0
| Cross-Sectional Area (50.3mm2), Mass per unit length (0.395kg/m) | Kg | 1208.3328 | 1.6 | 1933.3325
| SLABS |  |  |  | 0
0
| ROOF SLAB |  |  |  | 0
0
| Y8 (Nominal Diameter 8mm) | Kg | 1811 | 1.6 | 2897.6
| Y10 (Nominal Diameter 10mm) | Kg | 7918 | 1.6 | 12668.8
| Y12 (Nominal Diameter 12mm) bars as main bars bottom 1 | Kg | 1977 | 1.6 | 3163.2
0
| Sawn formwork as described to:- |  |  |  | 0
0
K | To edge of floor slab and steps | m2 | 108 | 4 | 432
0
L | Ditto to sides and soffits of roof slab | m2 | 1764 | 4 | 7056
0
| Total carried to summary | $ |  |  | 191420.2835
0
| SECTION 2: MAIN BLOCK |  |  |  | 0
0
| ELEMENT NO. 4 : WALLING |  |  |  | 0
0
| SUB-STRUCTURE WALLING |  |  |  | 0
0
| Approved compacted hardcore fill bedded and jointed in |  |  |  | 0
| cement sand mortar (1:4) |  |  |  | 0
0
A | 400mm thick rubble stone foundation walling | m2 | 519.6 | 23 | 11950.8
0
| SUPER-STRUCTURE WALLING |  |  |  | 0
0
| 200x400mm hollow block walling bedded and jointed in |  |  |  | 0
| cement and sand (1:4) mortar, reinforcement with and |  |  |  | 0
| including 25mm wide x 20 gauge hoop iron at every |  |  |  | 0
| alternate course as described in: |  |  |  | 0
0
B | 200 mm thick reinforced in every third course | m2 | 1299 | 16 | 20784
0
D | Ditto for dwarf wall | m2 | 46.5 | 16 | 744
0
| Horizontal Damp Proof Course:one layer of 3-ply bituminous felt |  |  |  | 0
| or other equal approved (measured nett-allow for laps) |  |  |  | 0
0
F | 200mm wide; B.S. 743 Type A bitumen hessian base 150 mm laps |  |  |  | 0
| (no allowance made for laps); horizontal, 1 no. layer, bedded in |  |  |  | 0
| cement sand (1:3) mortar | LM | 464 | 3 | 1392
0
G | PCC coping above parapet wall | LM | 33 | 10 | 330
0
H | PCC Vent blocks | m2 | 36 | 8 | 288
0
0
0
0
0
0
0
0
0
0
0
0
0
0
0
0
0
0
0
0
0
0
0
0
0
0
0
0
0
0
0
0
| Total carried to summary | $ |  |  | 35488.8
0
| SECTION 2: MAIN BLOCK |  |  |  | 0
0
| ELEMENT NO. 5 : ROOF AND ROOF FINISHES |  |  |  | 0
0
ROOF COVERING AND RAINWATER DISPOSAL (GCI Sheet covered area)
(PROVISIONAL)
Roof covering
4.5 | 28 gauge pre painted galvanized corrugated iron sheets on timber structure (ms) | SM | 120 | 2.5 | 300
4.51 | Ridge or hip cap, 28 gauge prepainted | LM | 18 | 0.5 | 9
| Structural Timbers |  |  | -
| SAWN TREATED CYPRESS, Grade S50, pressure |  | 1 | 150 | 150
| impregnated (Provisional) |  | 1 | 50 | 50
4.52 | 100 x 50 mm as trussed rafters, joists and struts | LM | 274 | 1.5 | 411
4.54 | 75x50mm purlins | LM | 186 | 1.5 | 279
4.55 | 50 x 150 mm Hip rafters | LM | 23 | 2.5 | 57.5
4.56 | Ditto, wall plate | LM | 22 | 2.5 | 55
4.57 | 25 x 150mm splice plates | LM | 22 | 1.2 | 26.4
4.58 | 25 x 200mm Ridge board | LM | 12 | 1.5 | 18
| Mild steel |  |  | -
4.59 | 100 × 100 × 100 × 3mm thick angle cleat nailed to timber | NO | 25 | 85 | 2125
| Boarding |  |  | -
| WROT CYPRESS, Prime Grade |  |  | -
4.6 | 25x50mm tongued and grooved boarding to eaves | SM | 14 | 6 | 84
4.61 | 32 x 250 mm Fascia board fixed to rafters | LM | 41 | 5 | 205
| Painting and decorating |  |  | -
4.62 | Knot, prime, stop and apply 3 coats polyurethane varnish to eaves boarding | SM | 14 | 5 | 70
4.63 | Ditto but 3 coats gloss oil paint to fascia board 100-200mm girth | LM | 14 | 5 | 70
| Rainwater disposal |  |  | -
4.64 | 150x150mm 24gauge galvanized mild steel box gutter with galvanized steel brackets at 600mm centers | LM | 18 | 6 | 108
| fixed to fascia board (ms) |  |  | -
4.65 | Ditto, 100mm diameter down pipe fixed with brackets to wall at 1000mm maximum centers | LM | 5 | 2.5 | 12.5
4.66 | Extra over ditto for 600mm swanneck projection | NO | 4 | 5 | 20
4.67 | Ditto shoe | NO | 4 | 5 | 20
4.68 | Knot, prime, stop and apply 3 coats oil paint externally to: |  |  | -
4.69 | Timber fascia 200-300mm girth | LM | 41 | 5 | 205
4.7 | Metal gutter | SM | 0 | 20 | 0
4.71 | Prepare and apply bituminous paint to inside of gutter | SM | 0 | 5 | 0
| ROOF STRUCTURE (CONCRETE FLAT ROOF AREA) |  |  |  | 0
0
| Prepare and apply APP high performance waterproofing |  |  |  | 0
| membrane obtained from an approved manufacturer and |  |  |  | 0
| applied according to the manufacturer's instructions |  |  |  | 0
0
A | 4mm APP membrane applied to roof slabs including screeding | m2 | 933 | 15 | 13995
0
B | Dress membrane round 100mm rainwater outlet (provisional) | No. | 20 | 10 | 200
0
| Lightweight water proofed screeds and plaster |  |  |  | 0
0
C | 30mm average plaster gutter walls | SM | 40 | 5 | 200
0
D | 50mm average screed laid to falls and cross falls to | SM | 933 | 5 | 4665
| gutter slabs |  |  |  | 0
0
E | 50x50mm triangular fillet | LM | 140 | 5 | 700
0
| Rain water goods |  |  |  | 0
0
F | Allow for 100mm dia. Fulbora outlet including 100mm heavy duty PVC pipe |  |  |  | 0
| as storm water drainage | No. | 30 | 8 | 240
0
G | Allow for GI stair fixed to wall to access roof | No. | 1 | 120 | 120
0
| ROOF AND ROOF FININSHES CARRIED TO SUMMARY |  |  |  | 24395.4
| Floor Finishes |  |  |  | 0
0
| Cement and sand (1:3) screeds, backings, beds etc |  |  |  | 0
0
A | 25mm Thick cement/sand (1:4) screed to receive Ceramic |  |  |  | 0
| floor tiles (measured separately) | m2 | 1425 | 4 | 5700
0
| Lightweight water proofed screeds and plaster |  |  |  | 0
0
| Rustic 300x300mm ceramic Tiles from approved supplier fixed |  |  |  | 0
| with 'seal master 101' or equal and approved tile adhesive: |  |  |  | 0
| jointed and pointed in 'seal master 201' grout: clean with |  |  |  | 0
| approved detergent and apply 'Johnson wax' polish: allow for |  |  |  | 0
| tile spacers: on |  |  |  | 0
0
C | Floor tiles | m2 | 1425 | 13 | 18525
0
D | Skirtings; |  |  |  | 0
| 100mm wide with rounded junction with wall finish and coved junction |  |  |  | 0
| with floor finish | m2 | 67 | 13 | 871
0
0
E | Ditto for edge of steps and slab | m2 | 29.4 | 13 | 382.2
0
| Wall Finish |  |  |  | 0
0
| 15 mm cement and sand (1:3) render, finished with |  |  |  | 0
| woodfloat to:- |  |  |  | 0
0
F | Concrete or masonry surfaces internally and externally |  |  |  | 0
| Painting | m2 | 2598 | 3 | 7794
0
| Fill uneven surfaces with stucco filler to approval and apply |  |  |  | 0
| two coats soft white external textured paint to: |  |  |  | 0
0
G | Plastered and rendered surfaces | m2 | 2598 | 3 | 7794
0
| Prepare and apply two undercoats of brilliant white emulsion paint |  |  |  | 0
| (RAL Code 9001) and two finishing coats of first quality brilliant white |  |  |  | 0
| Silk Vinyl emulsion paint (RAL Code 9001) to;- |  |  |  | 0
0
H | Plastered surfaces internally and externally | m2 | 2598 | 3 | 7794
0
I | Ditto to soffits of suspended slabs | m2 | 1038 | 3 | 3114
0
0
0
0
| Total carried to summary | $ |  |  | 51974.2
0
| SECTION 2: MAIN BLOCK |  |  |  | 0
0
| ELEMENT NO. 7 : ELECTRICAL INSTALLATIONS |  |  |  | 0
0
| Lighting Fittings |  |  |  | 0
0
| Supply and install following lighting fixtures with all accessories |  |  |  | 0
| as per the specifications and drawings and complete with lamp |  |  |  | 0
| fitting and accessories of Engineer or approved make. |  |  |  | 0
0
A | Type 4S - 4x18w surface mount flourescent light fitting as |  |  |  | 0
| Phillips or equivalent | No. | 42 | 20 | 840
B | Type 4S - 2x18w surface mount flourescent light fitting
| Phillips or equivalent | No. | 14 | 20 | 280
C | Type W1 - 1x36w Surface mounted waterproof polycarbonate
| flourescent light fitting | No. | 8 | 30 | 240
D | 150W LED floodlight | No. | 4 | 50 | 200
Switches
E | 5 Amps one gang one way switch | No | 24 | 10 | 240
F | 5 Amps two gang one way switch | No | 8 | 10 | 80
0
| Socket outlets |  |  |  | 0
0
| Supply and installation of fused shuttered switched socket outlet |  |  |  | 0
| to comply with relevant BS standard (Clipsal, Orange, Crabtree/ |  |  |  | 0
| Tenby/ABB or equivalent). Wiring (including supply of earth wire |  |  |  | 0
| and all other material required) of above socket outlet using approved |  |  |  | 0
| type 2.5mm² PVC/PVC copper cable and 2.5mm² earth wire drawn |  |  |  | 0
| through securely fixed concealed PVC conduit in a ring circuit. |  |  |  | 0
| Socket outlet points |  |  |  | 0
G | 13 A twin sockets outlet | No | 72 | 15 | 1080
Cables, Cable pathways and Conduits
Supply, install, test and commission 450/750 volts 6491X cables with
all required accessories for proper installation and operation including
conduits, pipes( each cable in separate conduit or pipe), cable lugs,
ties... etc. as shown on drawing, as per the preamble, the specifications
and supervision engineer's requirements.
H | Supply, install and connect complete 1.5 sq. mm colour-coded SC
cables to lighting points drawn in Concealed /surface 20mm HG PVC
conduits, complete with draw boxes, switch boxes and other necessary
| accessories. | M | 400 | 8 | 3200
I | Supply and install two compartment floor recessed metallic electrical
floor box with flap cover complete with lifting handle, cable cable flaps,
| as Crabtree Britmac or equal and approved | No. | 1 | 30 | 30
J | Allow for structured cabling with network points as described neatly
| concealed in 4x2" metal trunking | LS | 1 | 2000 | 2000
HVAC
K | Supply, Deliver, Install, Test and Commission the following AC indoor units
including with all accessories including all connections as described.
Wall mounted unit of cooling capacity: 12.3kW with inbuilt drain pump,
power input: 0.15kW, single phase, Refrigerant R-410A complete with all hanging
accessories, remote control, filter chamber, drain pump kit, suction canvas, ceiling
panel, wiring from DP switch to fan coil unit, fabricated steel mounting brackets,
steel frames and raw bolts, anti-vibration mountings. DP switch to be positioned
next to the in door unit. The indoor unit shall be to Daikin/Toshiba/LG make or
| approved equivalent. | No. | 24 | 500 | 12000
| Total carried to summary | $ |  |  | 20190
SECTION 2: MAIN BLOCK
ELEMENT NO. 8 : PLUMBING INSTALLATIONS
PIPING
Supply, deliver and install pipes, tubing and fittings as described and
shown on the drawings. The pipes shall be PPR PN 20 pipes and all
conforming to the current European standards for PPR installations and
to the Engineers approval, pipe jointing shall be by polyfusion or use of
electric coupling and to manufacturer's printed instructions. Rates must
allow for all Metal/plastic threaded adaptors where required, valves,
unions, sockets, sliding and fixed joints, support raceways, isolating
sheaths, elastic material, expansion arms and bends, crossovers, couplings,
clippings, connectors, joints and for the connection of sanitary fixtures etc.
as required in the running lengths of pipework and also where necessary,
for pipe fixing clips, holder bats plugged and screwed for the proper and
satisfactory functioning of the system. The pipes will be pressure tested
before the plastering of wall commences and as per the manufacturers
recommended testing procedures. The sizes indicated are the minimum
bore sizes.
A | Supply and install heavy duty PPR pipes including all connections | LS | 1 | 700 | 700
SANITARY INSTALLATIONS
Sanitary appliances complete with all the connections to services,
waste, jointing to supply overflows and plugging and scewing
to the floors. Where trade names are mentioned below, the
reference is intended to be as a guide to the type of fitting.
B | Pedestal wash hand basin in white vitreous china size 500x400 mm
complete with 'Aztec' chromed taps and handles, a 32mm diameter
chrome plated pop-up waste and a 32mm Caradon Terrain' plastic
bottle trap. Wash hand basin to be as 'Twyford Galerie Design' or equal
| and approved | No. | 2 | 80 | 160
C | Water closet (W.C.) suite in white vitreous china comprising:
Glazed W.C. pan with heavy duty unbreakable plastic seat and cover,
close couple cistern and fittings, 6.0 litres, including chrome lever and
cover clip and WC outlet connector. The cistern to have internal overflow.
| Water closet pan to be as 'Twyford classic' or equal and approved | No. | 4 | 80 | 320
D | Recessed toilet roll holder in white vitreous china size 150x150 mm.
| To be as 'Twyford' or equal and approved | No. | 4 | 15 | 60
E | Wall-mounted push-button soap dispenser complete with initial charge
and mounting brackets. Soap dispenser to be as 'Star mix' or equal
| and approved | No. | 2 | 20 | 40
F | 6 mm thick polished beveled plate glass mirror size 610x610 mm on
foam and 6 mm plywood timber backing in hard wood timber framing
| fixed on wall with dome headed brass screws | No. | 2 | 10 | 20
H | Allow for all all connections, pressure testing at 4 bars for 24hours and
commissioning of the sanitary fittings and accessories to the entire
| satisfaction of the Engineer. | LS | 1 | 200 | 200
0
0
0
| Total carried to summary | $ |  |  | 1500
| SECTION 2: MAIN BLOCK |  |  |  | 0
0
| ELEMENT NO. 9 : OPENINGS |  |  |  | 0
0
| WINDOWS |  |  |  | 0
0
| Extruded anodised aluminium sliding frame 80x50mm mosquito |  |  |  | 0
| netting and fabricated aluminium burglar proof grill with 6mm thick |  |  |  | 0
| glass with blue anti-glare film. |  |  |  | 0
0
A | Overall size 800 x 600mm high | No. | 4 | 60 | 240
0
B | Overall size 1500 x1200mm high | No. | 57 | 150 | 8550
0
C | Overall size 1200 x 1200mm high | No. |  | 120 | 0
0
D | Precast concrete window cill size 260 x 50mm Thick sunk - weathered |  |  |  | 0
| and throated and bedded and jointed in cement sand mortar | No. | 61 | 20 | 1220
0
| DOORS |  |  |  | 0
0
| 45mm thick solid core flush door to B.S 459: parts faced both |  |  |  | 0
| sides with 6mm mahogany veneered plywood and lipped on |  |  |  | 0
| all edges in hardwood, including all planted moulding. |  |  |  | 0
| Complete with heavy duty hinges, brass locks and glass ventilight |  |  |  | 0
0
0
A | 50mm thick single door overall size 900x2400mm high | No. | 27 | 250 | 6750
0
B | 50mm thick double door overall size 1200x2400mm high | No. | 9 | 300 | 2700
0
| IRONMONGERY |  |  |  | 0
0
| Supply delivery and fix the following ironmongery |  |  |  | 0
| with matching screws |  |  |  | 0
0
C | 100mm heavy duty butt hinges | Pairs | 40.5 | 8 | 324
0
D | Ditto: Double door | Pairs | 18 | 10 | 180
0
F | 3 lever mortice lock as Union 2277complete with |  |  |  | 0
| Union 2277 683 -06 -2 brass lever furniture | No. | 27 | 40 | 1080
0
G | Ditto: Double door | No. | 9 | 40 | 360
0
0
0
0
0
0
0
0
0
0
0
0
| Total carried to summary | $ |  |  | 21404
MAIN SUMMARY
No.
| 1 |  |  |  | 5070
| 2 |  |  |  | 49094.99
| 3 |  |  |  | 191420.2835
| 4 |  |  |  | 35488.8
| 5 |  |  |  | 24395.4
| 6 |  |  |  | 51974.2
| 7 |  |  |  | 20190
| 8 |  |  |  | 1500
| 9 |  |  |  | 21404
| Grand Total |  |  |  | 400537.6735
| TOTAL FOR SECTION 5: CARRIED TO GRAND SUMMARY |  |  |  | 400537.6735

## 2. 2No. Vocational Training
ITEM | DESCRIPTION | UNIT | QTY | RATE | TOTAL
PROPOSED WOMEN TRANSITION CENTER - KISMAYU
2 | SECTION 2: TRAINING MATERIAL STORAGE UNITS BLOCK
2.1 | ELEMENT NO. 1 : SUB-STRUCTURES (all provisional)
2.1.1 | Clear site of all bushes and debris. Grab up roots and | SM | 125 |  | 0
| burn the arisings |  |  |  | 0
2.1.2 | Excavate over site 200 mm deep to remove vegetable soil and cart away to spoil heap where directed on site | SM | 125 |  | 0
2.1.3 | Excavate 800mm deep for solid block foundation by 400mm wide | m3 | 16 |  | 0
2.1.4 | Excavate for columns bases, 1000 x 1000 x 1200 deep | m3 | 10 |  | 0
2.1.5 | Cartaway excavated material and spread on site as directed | m3 | 8 |  | 0
2.1.6 | Return fill and ram suitable materials | m3 | 8 |  | 0
2.1.7 | Keep al excavation free from water
Hardcore or other approved filling, as described
2.1.8 | 300mm thick approved hardcore filling compacted and laid in layers not exceeding 150 mm thick | SM | 125 |  | 0
2.1.9 | 50mm thick Quarry dust blinding to surfaces of hardcore :rolled smooth to receive polytheen sheeting (m.s) | SM | 125 |  | 0
| Anti-termite treatment |  |  |  | 0
2.1.9 | Gladiator or equal and approved chemical anti-termite treatment, executed complete by an approved specialist under a ten-year guarantee, to surfaces of blinding | SM | 125 |  | 0
| Damp-proof membrane |  |  |  | 0
2.1.10 | 1000 gauge polythene or other equal and approved damp-proof membrane, laid over blinded hardcore (m.s) with 300mm side and end laps (measured nett-allow for laps) | SM | 125 |  | 0
| Formwork |  |  |  | 0
2.1.9 | To the column bases, foundation columns and edges of ground slabs 100 - 200mm wide | SM | 66 |  | 0
2.1.11 | Reinforcement |  |  |  | 0
High yield square twisted reinforcement bars to B.S 4461 in strip foundation, foundation beam and foundation columns and bases
Strip Foundation
2.1.12 | 8mm bars | Kg | 80 |  | 0
2.1.13 | 12mm bars | Kg | 215 |  | 0
Ground Beam
2.1.12 | 8mm bars | kg | 275 |  | 0
2.1.13 | 12mm bars | kg | 250 |  | 0
Column Bases and Foundation Columns
2.1.14 | 8mm bars | Kg | 40 |  | 0
2.1.15 | 12mm bars | Kg | 200 |  | 0
BRC Mesh
2.1.16 | Mesh reinforcement reference A142 weighing 2.22kg/m2 in ground slabs | m2 | 125 |  | 0
Concrete Works
| Insitu concrete class 25/20 , vibrated and reinforced as described, in:- |  |  |  | 0
2.1.17 | Column Bases and Foundation Columns | m3 | 4 |  | 0
2.1.18 | 150 mm Ground floor slab | m3 | 18.75 |  | 0
2.1.19 | Strip Foundation | m3 | 18.9 |  | 0
2.1.20 | Ground floor beam | m3 | 11 |  | 0
Substructure Walling
2.1.5 | Construct of 400mm thick solid block foundation 800mm high | m2 | 55 |  | 0
| Substructure Total Carried to Bill Summary |  |  |  | 0
ITEM | DESCRIPTION | UNIT | QTY | RATE | TOTAL
PROPOSED TRAINING MATERIAL STORAGE UNITS IN KISIMAYO WTC.
2.2 | ELEMENT NO. 2: SUPER STRUCTURE CONCRETE
Reinforced concrete class 25, as described in:-
2.2.1 | Beams | CM | 11 |  | 0
2.1.16 | 150 mm Roof slab | m3 | 18.75 |  | 0
Reinforcement, as described (PROVISIONAL)
High yield square twisted reinforcement to BS 4461
2.2.2 | 8mm ditto | Kg | 350 |  | 0
2.2.3 | 12mm ditto | Kg | 400 |  | 0
Sawn formwork, as described, to:-
2.2.4 | Sides and soffits of beams | SM | 200 |  | 0
2.1.16 | 150 mm Roof slab | SM | 125 |  | 0
| Superstructure concrete Carried to Bill No. 2 Summary |  |  |  | 0
2.3 | ELEMENT NO. 3 SUPERSTRUCTURE WALLING
Hollow block walling
200x400mm Hollow block stone walling bedded and jointed in
cement and sand (1:4) mortar, reinforcement with and
including 25mm wide x 20 gauge hoop iron at every
alternate course as described in:
2.3.1 | 400mm thick walling externally 3m high | SM | 150 |  | 0
2.3.2 | 200mm thick walling internally 3m high | SM | 60 |  | 0
2.3.3 | Damp-proof courses, as described, to walls
2.3.4 | 200mm wide | LM | 70 |  | 0
| Total for Superstructure Walling Carried to Bill No. 2 Summary |  |  |  | 0
2.4 | BILL NO. 4: ROOF
SAWN TREATED CYPRESS, Grade S50, pressure impregnated (Provisional)
2.4.1 | LT5 profile gauge 28 prepainted roofing sheets fixed to timber purlins | SM | 175 |  | 0
2.4.2 | 100 x 50 mm as trussed rafters, joists and struts | LM | 125 |  | 0
2.4.3 | 75x50mm purlins | LM | 107.2 |  | 0
2.4.4 | 50 x 150 mm Hip rafters | LM | 70 |  | 0
2.4.5 | Ditto, wall plate | LM | 50 |  | 0
2.4.6 | 25 x 150mm splice plates | LM | 20 |  | 0
2.4.7 | 25 x 200mm Ridge board | LM | 6 |  | 0
Boarding
2.4.8 | Supply and fix soft board as eaves and including 50 x 50 mm cypress brandering at 600mm c/c both ways | SM | 74 |  | 0
2.4.9 | Prepare and apply 3 coats emulsion paint to soft board ceilings | SM | 74 |  | 0
2.4.10 | 32 x 250 mm Fascia board fixed to rafters | LM | 43 |  | 0
2.4.11 | Rainwater disposal
2.4.12 | 150x150mm 24gauge galvanized mild steel box gutter with galvanized steel brackets at 600mm centers | LM | 43 |  | 0
Fixed to fascia board (ms)
2.4.9 | Ditto, 100mm diameter down pipe fixed with brackets to wall at 1000mm maximum centers | LM | 12 |  | 0
| Section Total Carried Forward |  |  |  | 0
ITEM | DESCRIPTION | UNIT | QTY | RATE | TOTAL
| Page total Brought forward |  |  |  | 0
Roof Carried Forward
2.4.10 | Extra over ditto for 600mm swanneck projection | NO | 4 |  | 0
2.4.11 | Ditto shoe | NO | 4 |  | 0
2.4.12 | Knot, prime, stop and apply 3 coats oil paint externally to:
2.4.13 | Metal gutter | LM | 43 |  | 0
2.4.14 | Prepare and apply bituminous paint to inside of gutter | LM | 43 |  | 0
| Roof Total Carried to Bill No. 2 Summary |  |  |  | 0
0
2.5 | BILL NO. 5 : DOORS |  |  |  | 0
2.5.1 | Solid hardwood panel door 45mm thick overall size 900x2100mm (both faces panelled) | NO | 3 |  | 0
2.5.2 | Wrought hardwood door frames and finishing EX 50x150mm rebated and chamfered to detail | LM | 15 |  | 0
2.5.3 | 20mm quadrant plugged | LM | 30 |  | 0
2.5.4 | Ditto but for architraves | LM | 30 |  | 0
Ironmongery
2.5.5 | Supply and fix the following to UNION or other equal and approved including matching screws
2.5.6 | 3-lever mortice lock with brass handles | NO | 3 |  | 0
2.5.7 | 100x75mm heavy duty brass butt hinges | PRS | 5 |  | 0
2.5.8 | Black rubber floor mounted doorstop | NO | 3 |  | 0
Painting and Decoration
2.5.9 | Knot, prime, stop and apply 3 coats polyurethane clear varnish to all timber surfaces above. | Item | Sum |  | 0
| Doors Total Carried to Bill No. 2 Summary |  |  |  | 0
2.6 | BILL NO. 6 : WINDOWS
2.6.1 | Supply and fix anodised aluminium windows complete with glazing, and burglar proof, 1.4 x 1.4m high | No | 8 |  | 0
| Window Total Carried to Bill No. 2 Summary |  |  |  | 0
2.7 | ELEMENT NO 7: FINISHES
15 mm cement and sand (1:3) render, finished with
woodfloat to:-
2.7.1 | Concrete or masonry surfaces externally | SM | 150 |  | 0
12mm (minimum) two coat lime plaster as described to
2.7.2 | Concrete or masonry surfaces internally | SM | 275 |  | 0
| Concrete Ceiling | sm | 125 |  | 0
Floor Finishes
Cement and sand (1:3) screeds
2.7.3 | 40mm finished floor screed steel troweled finish | SM | 125 |  | 0
2.7.4 | Ditto : Skirting | LM | 150 |  | 0
2.7.5 | Ditto but to the corridor | SM | 21 |  | 0
Painting and decorating
Prepare and apply three coats first quality emulsion
paint on:-
2.7.9 | Plastered walls externally | SM | 150 |  | 0
Prepare and apply three coats first quality silk vinyl
emulsion paint on:-
2.7.10 | Plastered surfaces internally | SM | 400 |  | 0
| Finishes Carried to Bill No. 2 Summary |  |  |  | 0
0
2.8 | BILL NO. 8 : LIGHTING & POWER FITTINGS |  |  |  | 0
| Supply and install following lighting fixtures with all accessories as per the specifications and drawings and complete with lamp fitting and accessories of Engineer or approved make. |  |  |  | 0
2.8.1 | 1200mm Energy saving flourescent tube lighting | No. | 6 |  | 0
| Switches |  |  |  | 0
2.8.2 | 5 Amps one gang one way switch | No | 3 |  | 0
| Socket outlets |  |  |  | 0
| Supply and installation of fused shuttered switched socket outlet to comply with relevant BS standard (Clipsal, Orange, Crabtree/ Tenby/ABB or equivalent). Wiring (including supply of earth wire and all other material required) of above socket outlet using approved type 2.5mm² PVC/PVC copper cable and 2.5mm² earth wire drawn through securely fixed concealed PVC conduit in a ring circuit. |  |  |  | 0
| Socket outlet points |  |  |  | 0
2.8.3 | 13 A twin sockets outlet | No | 4 |  | 0
| Final circuit Wiring |  |  |  | 0
| Wiring and installation (including supply of all materials) of the light points using approved type PVC insulated PVC sheathed 1.5 mm² copper cables and 2.5mm² earth cable drawn through securely fixed concealed PVC conduit, to the walls and slab surfacesSocket outlet points |  |  |  | 0
2.8.4 | Lighting points | M | 75 |  | 0
| Lighting Total Carried to Bill Summary |  |  |  | 0
2.9 | BILL NO. 9: FANS
| Supply and install following overhead electrical fans with all accessories prices must include all materials, installation, testing and commisioning |  |  |  | 0
2.9.1 | 3 speed box fan with 20 inch blades | Nr. | 6 |  | 0
| Fans Total Carried to Bill Summary |  |  |  | 0
2.10. | BILL NO. 10: POWER SUPPLY AND CONNECTION
2.10.1 | Provisional Sum of 250 USD for connecting power Supply and for connecting electricity to each unit and for any other power related items indavertently omitted. | Item | Sum
| Power Supply Total Carried to Bill Summary |  |  |  | 0
BILL NO. 2: VOCATIONAL TRAINING
| ELEMENT NO. 1 : SUB-STRUCTURES (all provisional) |  |  |  | 0
| ELEMENT NO. 2: SUPER STRUCTURE CONCRETE |  |  |  | 0
| ELEMENT NO. 3 SUPERSTRUCTURE WALLING |  |  |  | 0
| BILL NO. 4: ROOF |  |  |  | 0
| BILL NO. 5 : DOORS |  |  |  | 0
| BILL NO. 6 : WINDOWS |  |  |  | 0
| ELEMENT NO 7: FINISHES |  |  |  | 0
| BILL NO. 8 : LIGHTING & POWER FITTINGS |  |  |  | 0
| BILL NO. 9: FANS |  |  |  | 0
| BILL NO. 10: POWER SUPPLY AND CONNECTION |  |  |  | 0
| Sub Total For One Training and Material Storage |  |  |  | 0
| Total for 2 Training and Material Storage Carried to Main Summary |  |  |  | 0

## 3. Counseling & Prayer Hall
ITEM | DESCRIPTION | UNIT | QTY | RATE | TOTAL
PROPOSED WOMEN TRANSITION CENTER - KISMAYU
3 | Counseling & Prayer Hall
3.1 | BILL NO. 1 : SUB-STRUCTURES (all provisional)
3.1.1 | Clear site of all bushes and debris. Grab up roots and burn the arisings | SM | 125 |  | 0
3.1.2 | Excavate over site 200 mm deep to remove vegetable soil and cart away to spoil heap where directed on site | SM | 125 |  | 0
3.1.3 | Excavate 600mm deep for solid block foundation by 400mm wide | m3 | 13 |  | 0
3.1.4 | Excavate for columns bases, 1000 x 1000 x 1200 deep | m3 | 10 |  | 0
Hardcore or other approved filling, as described
3.1.5 | 300mm thick approved hardcore filling compacted and laid in layers not exceeding 150 mm thick | SM | 125 |  | 0
3.1.6 | 50mm thick Quarry dust blinding to surfaces of hardcore :rolled smooth to receive polytheen sheeting (m.s) | SM | 125 |  | 0
| Anti-termite treatment |  |  |  | 0
3.1.7 | Gladiator or equal and approved chemical anti-termite treatment, executed complete by an approved specialist under a ten-year guarantee, to surfaces of blinding | SM | 125 |  | 0
| Damp-proof membrane |  |  |  | 0
3.1.8 | 1000 gauge polythene or other equal and approved damp-proof membrane, laid over blinded hardcore (m.s) with 300mm side and end laps (measured nett-allow for laps) | SM | 125 |  | 0
| Formwork |  |  |  | 0
3.1.9 | To the column bases, foundation columns and edges of ground slabs 100 - 200mm wide | SM | 66 |  | 0
| Reinforcement |  |  |  | 0
| Reinforcement |  |  |  | 0
3.1.10 | High yield square twisted reinforcement bars to B.S 4461 in strip foundation, foundation beam and foundation columns and bases
Strip Foundation
3.1.11 | 8mm bars | Kg | 80 |  | 0
3.1.12 | 12mm bars | Kg | 215 |  | 0
Ground Beam
3.1.13 | 8mm bars | kg | 275 |  | 0
3.1.14 | 12mm bars | kg | 250 |  | 0
Column Bases and Foundation Columns
3.1.15 | 8mm bars | Kg | 40 |  | 0
3.1.16 | 12mm bars | Kg | 200 |  | 0
BRC Mesh
3.1.17 | Mesh reinforcement reference A142 weighing 2.22kg/m2 in ground slabs | m2 | 125 |  | 0
Concrete Works
| Insitu concrete class 25/20 , vibrated and reinforced as described, in:- |  |  |  | 0
3.1.18 | Column Bases and Foundation Columns | m3 | 4 |  | 0
3.1.19 | 150 mm Ground floor slab | m3 | 18.75 |  | 0
3.1.20 | Strip Foundation | m3 | 18.9 |  | 0
3.1.21 | Ground floor beam | m3 | 11 |  | 0
| Total For Substructure Carried to Bill Summary |  |  |  | 0
ITEM | DESCRIPTION | UNIT | QTY | RATE | TOTAL
3.2 | ELEMENT NO. 2: SUPER STRUCTURE CONCRETE
Reinforced concrete class 25, as described in:-
3.2.1 | Beams | CM | 11 |  | 0
3.2.2 | 150 mm Roof slab | m3 | 18.75 |  | 0
Reinforcement, as described (PROVISIONAL)
High yield square twisted reinforcement to BS 4461
3.2.3 | 8mm ditto | Kg | 350 |  | 0
3.2.4 | 12mm ditto | Kg | 400 |  | 0
Sawn formwork, as described, to:-
3.2.4 | Sides and soffits of beams | SM | 200 |  | 0
3.2.5 | 150 mm Roof slab | SM | 0 |  | 0
| Superstructure concrete Carried to Bill No. 2 Summary |  |  |  | 0
3.3 | ELEMENT NO. 3 SUPERSTRUCTURE WALLING
Hollow block walling
200x400mm Hollow block stone walling bedded and jointed in
cement and sand (1:4) mortar, reinforcement with and
including 25mm wide x 20 gauge hoop iron at every
alternate course as described in:
3.3.1 | 400mm thick walling externally 3m high | SM | 150 |  | 0
3.3.2 | 200mm thick walling internally 3m high | SM | 60 |  | 0
3.3.3 | Damp-proof courses, as described, to walls
3.3.4 | 200mm wide | LM | 70 |  | 0
| Total for Superstructure Walling Carried to Bill No. 2 Summary |  |  |  | 0
3.4 | BILL NO. 4: ROOF
SAWN TREATED CYPRESS, Grade S50, pressure impregnated (Provisional)
3.4.1 | LT5 profile gauge 28 prepainted roofing sheets fixed to timber purlins | SM | 175 |  | 0
3.4.2 | 100 x 50 mm as trussed rafters, joists and struts | LM | 125 |  | 0
3.4.3 | 75x50mm purlins | LM | 108 |  | 0
3.4.4 | 50 x 150 mm Hip rafters | LM | 70 |  | 0
3.4.5 | Ditto, wall plate | LM | 50 |  | 0
3.4.6 | 25 x 150mm splice plates | LM | 20 |  | 0
3.4.7 | 25 x 200mm Ridge board | LM | 6 |  | 0
0
0
| Page Total Carried Forward to next page |  |  |  | 0
ITEM | DESCRIPTION | UNIT | QTY | RATE | TOTAL
| Page Total Brought Forward |  |  |  | 0
Boarding
3.4.8 | Supply and fix soft board as eaves and including 50 x 50 mm cypress brandering at 600mm c/c both ways | SM | 24 |  | 0
3.4.9 | Prepare and apply 3 coats emulsion paint to soft board ceilings | SM | 24 |  | 0
3.4.10 | 32 x 250 mm Fascia board fixed to rafters | LM | 43 |  | 0
Rainwater disposal
3.4.11 | 150x150mm 24gauge galvanized mild steel box gutter with galvanized steel brackets at 600mm centers | LM | 43 |  | 0
Fixed to fascia board (ms)
3.4.12 | Ditto, 100mm diameter down pipe fixed with brackets to wall at 1000mm maximum centers | LM | 12 |  | 0
3.4.13 | Extra over ditto for 600mm swanneck projection | NO | 4 |  | 0
3.4.14 | Ditto shoe | NO | 4 |  | 0
3.4.15 | Knot, prime, stop and apply 3 coats oil paint externally to:
3.4.16 | Metal gutter | LM | 43 |  | 0
3.4.17 | Prepare and apply bituminous paint to inside of gutter | LM | 43 |  | 0
| Roof Total Carried to Bill Summary |  |  |  | 0
0
3.5 | BILL NO. 5 : DOORS |  |  |  | 0
3.5.1 | Solid hardwood panel double door 45mm thick overall size 1.8x2100mm (both faces panelled) | NO | 1 |  | 0
3.5.2 | Solid hardwood panel door 45mm thick overall size 900x2100mm (both faces panelled) | No. | 2 |  | 0
3.5.3 | Wrought hardwood door frames and finishing EX 50x150mm rebated and chamfered to detail | LM | 20 |  | 0
3.5.4 | 20mm quadrant plugged | LM | 40 |  | 0
3.5.5 | Ditto but for architraves | LM | 40 |  | 0
Ironmongery
3.5.6 | Supply and fix the following to UNION or other equal and approved including matching screws
3.5.7 | 3-lever mortice lock with brass handles | NO | 3 |  | 0
3.5.8 | 100x75mm heavy duty brass butt hinges | PRS | 6 |  | 0
3.5.9 | Black rubber floor mounted doorstop | NO | 4 |  | 0
Painting and Decoration
3.5.10 | Knot, prime, stop and apply 3 coats polyurethane clear varnish to all timber surfaces above. | Item | Sum |  | 0
| Doors Total Carried to Bill Sumary |  |  |  | 0
3.6 | BILL NO. 6 : WINDOWS
3.6.1 | Supply and fix anodised aluminium windows complete with glazing, and burglar proof, 1.4 x 1.4m high | No | 8 |  | 0
| Windows Total Carried to Bill Summary |  |  |  | 0
ITEM | DESCRIPTION | UNIT | QTY | RATE | TOTAL
3.7 | ELEMENT NO 7: FINISHES
15 mm cement and sand (1:3) render, finished with
woodfloat to:-
3.7.1 | Concrete or masonry surfaces externally | SM | 108 |  | 0
12mm (minimum) two coat lime plaster as described to
3.7.2 | Concrete or masonry surfaces internally | SM | 275 |  | 0
| Concrete Ceiling | sm | 60 |  | 0
Floor Finishes
Cement and sand (1:3) screeds
3.7.3 | 40mm finished floor screed steel troweled finish | SM | 250 |  | 0
3.7.4 | Ditto : Skirting | LM | 150 |  | 0
3.7.5 | Ditto but to the corridor | SM | 21 |  | 0
Painting and decorating
Prepare and apply three coats first quality emulsion
paint on:-
3.7.9 | Plastered walls externally | SM | 108 |  | 0
Prepare and apply three coats first quality silk vinyl
emulsion paint on:-
3.7.10 | Plastered surfaces internally | SM | 335 |  | 0
| Finishes Carried to Bill No. 2 Summary |  |  |  | 0
0
0
ITEM | DESCRIPTION | UNIT | QTY | RATE | TOTAL
Counseling & Prayer Hall
3.8 | BILL NO. 8 : LIGHTING & POWER FITTINGS |  |  |  | 0
| Supply and install following lighting fixtures with all accessories as per the specifications and drawings and complete with lamp fitting and accessories of Engineer or approved make. |  |  |  | 0
3.8.1 | 1200mm Energy saving flourescent tube lighting | No. | 8 |  | 0
| Switches |  |  |  | 0
3.8.2 | 5 Amps one gang one way switch | No | 6 |  | 0
| Socket outlets |  |  |  | 0
| Supply and installation of fused shuttered switched socket outlet to comply with relevant BS standard (Clipsal, Orange, Crabtree/ Tenby/ABB or equivalent). Wiring (including supply of earth wire and all other material required) of above socket outlet using approved type 2.5mm² PVC/PVC copper cable and 2.5mm² earth wire drawn through securely fixed concealed PVC conduit in a ring circuit. |  |  |  | 0
| Socket outlet points |  |  |  | 0
3.8.3 | 13 A twin sockets outlet | No | 8 |  | 0
| Final circuit Wiring |  |  |  | 0
| Wiring and installation (including supply of all materials) of the light points using approved type PVC insulated PVC sheathed 1.5 mm² copper cables and 2.5mm² earth cable drawn through securely fixed concealed PVC conduit, to the walls and slab surfacesSocket outlet points |  |  |  | 0
3.8.4 | Lighting points | M | 50 |  | 0
3.8.5 | Provisional Sum of 250 USD for connecting power Supply and for connecting electricity to each unit and for any other power related items indavertently omitted. | Item | Sum
| Lighting and Power Fittings Total Carried to Main Summary |  |  |  | 0
3.9 | BILL NO. 9: FANS and AC
| Supply and install following overhead electrical fans with all accessories prices must include all materials, installation, testing and commisioning |  |  |  | 0
3.9.1 | 3 speed box fan with 20 inch blades | Nr. | 3 |  | 0
HVAC
Supply, Deliver, Install, Test and Commission the following AC indoor units including with all accessories including all connections as described.
3.9.2 | Wall mounted unit of cooling capacity: 12.3kW with inbuilt drain pump, power input: 0.15kW, single phase, Refrigerant R-410A complete with all hanging accessories, remote control, filter chamber, drain pump kit, suction canvas, ceiling panel, wiring from DP switch to fan coil unit, fabricated steel mounting brackets, steel frames and raw bolts, anti-vibration mountings. DP switch to be positioned next to the in door unit. The indoor unit shall be to Daikin/Toshiba/LG make or approved equivalent. | No. | 2 |  | 0
| Total for Fans and AC Carried to Bill Summary |  |  |  | 0
ITEM | DESCRIPTION | UNIT | QTY | RATE | TOTAL
3.1 | ELEMENT NO. 10 WASH AREA FOR PRAYERS
3.10.1 | Construct 1 No continuous concrete bench consisting of 400x2000x100mm thick reinforced concrete slab with T8 @ 200mm C/C on double 200mm thick by 400mm high block wall with an extra 400mm bellow the ground . Construct also 800mm high by 200mm thick by 2000mm long block wall for the support of plumbing and water tap. Fill the area between the wall and the bench with hard-core and 100mm thick reinforced concrete slab with T8 200mm C/C 2000mm long at the top and steel trowel to a smooth finish. Fix 3No. taps to specification. Tile all areas in contact with water including the bench. | Item | Sum
| Total carried to Summary |  |  |  | 0
3.11 | ELEMENT NO. 11: SOAK PIT 1 No.
3.11.1 | Excavate 1.5m diameter x 3.5m depth pit each | C.M | 11 |  | 0
3.11.2 | Backfill with well packed approved hard-core to 2m depth | C.M | 7 |  | 0
3.11.3 | Plastic sheeting | S.M | 4 |  | 0
3.11.4 | 200mm thick normal soil backfill | C.M | 1 |  | 0
| Total Carried Summary |  |  |  | 0
BILL NO. 3: COUNSELLING AND PRAYER HALL
| ELEMENT NO. 1 : SUB-STRUCTURES (all provisional) |  |  |  | 0
| ELEMENT NO. 2: SUPER STRUCTURE CONCRETE |  |  |  | 0
| ELEMENT NO. 3 SUPERSTRUCTURE WALLING |  |  |  | 0
| BILL NO. 4: ROOF |  |  |  | 0
| BILL NO. 5 : DOORS |  |  |  | 0
| BILL NO. 6 : WINDOWS |  |  |  | 0
| ELEMENT NO 7: FINISHES |  |  |  | 0
| BILL NO. 8 : LIGHTING & POWER FITTINGS |  |  |  | 0
| BILL NO. 9: FANS and AC |  |  |  | 0
| ELEMENT NO. 10 WASH AREA FOR PRAYERS |  |  |  | 0
| ELEMENT NO. 11: SOAK PIT 1 No. |  |  |  | 0
| TOTAL CARRIED TO MAIN SUMMARY |  |  |  | 0

## 4 Library and Literacy Centre
ITEM | DESCRIPTION | UNIT | QTY | RATE | TOTAL
PROPOSED WOMEN TRANSITION CENTER - KISMAYU
4 | Library and Literacy Centre
4.1 | BILL NO. 1 : SUB-STRUCTURES (all provisional)
4.1.1 | Clear site of all bushes and debris. Grab up roots and burn the arisings | SM | 125 |  | 0
4.1.2 | Excavate over site 200 mm deep to remove vegetable soil and cart away to spoil heap where directed on site | SM | 125 |  | 0
4.1.3 | Excavate 600mm deep for solid block foundation 800 by 400mm wide | m3 | 13 |  | 0
4.1.4 | Excavate for columns bases, 1000 x 1000 x 1200 deep | m3 | 10 |  | 0
4.1.5 | Cartaway excavated material and spread on site as directed | m3 | 8 |  | 0
4.1.6 | Return fill and ram suitable materials | m3 | 8 |  | 0
4.1.7 | Keep al excavation free from water
Hardcore or other approved filling, as described
4.1.8 | 300mm thick approved hardcore filling compacted and laid in layers not exceeding 150 mm thick | SM | 125 |  | 0
4.1.9 | 50mm thick Quarry dust blinding to surfaces of hardcore :rolled smooth to receive polytheen sheeting (m.s) | SM | 125 |  | 0
| Anti-termite treatment |  |  |  | 0
4.1.10 | Gladiator or equal and approved chemical anti-termite treatment, executed complete by an approved specialist under a ten-year guarantee, to surfaces of blinding | SM | 125 |  | 0
| Damp-proof membrane |  |  |  | 0
4.1.11 | 1000 gauge polythene or other equal and approved damp-proof membrane, laid over blinded hardcore (m.s) with 300mm side and end laps (measured nett-allow for laps) | SM | 125 |  | 0
. | Formwork |  |  |  | 0
4.1.12 | To the column bases, foundation columns and edges of ground slabs 100 - 200mm wide | SM | 66 |  | 0
| Reinforcement |  |  |  | 0
High yield square twisted reinforcement bars to B.S 4461 in strip foundation, foundation beam and foundation columns and bases
Strip Foundation
4.1.13 | 8mm bars | Kg | 70 |  | 0
4.1.14 | 12mm bars | Kg | 170 |  | 0
Ground Beam
4.1.15 | 8mm bars | kg | 220 |  | 0
4.1.16 | 12mm bars | kg | 220 |  | 0
Column Bases and Foundation Columns
4.1.17 | 8mm bars | Kg | 40 |  | 0
4.1.18 | 12mm bars | Kg | 200 |  | 0
| Sub Total Carried to froward to next Page |  |  |  | 0
ITEM | DESCRIPTION | UNIT | QTY | RATE | TOTAL
| Brought Forward from the preious Page |  |  |  | 0
4.1.19 | Mesh reinforcement reference A142 weighing 2.22kg/m2 in ground slabs | m2 | 125 |  | 0
Concrete Works
| Insitu concrete class 25/20 , vibrated and reinforced as described, in:- |  |  |  | 0
4.1.20 | 150 mm Ground floor slab | m3 | 18.75 |  | 0
4.1.21 | Strip Foundation | m3 | 16.35 |  | 0
4.1.22 | Ground floor beam | m3 | 16.35 |  | 0
| Subs Structure Total Carried to Bill Summary |  |  |  | 0
4 | Library and Literacy Centre
4.2 | ELEMENT NO. 2: SUPER STRUCTURE CONCRETE
Reinforced concrete class 25, as described in:-
4.2.1 | Beams | CM | 11 |  | 0
4.2.2 | 150 mm Roof slab | m3 | 18.75 |  | 0
Reinforcement, as described (PROVISIONAL)
High yield square twisted reinforcement to BS 4461
4.2.3 | 8mm ditto | Kg | 350 |  | 0
4.2.4 | 12mm ditto | Kg | 400 |  | 0
Sawn formwork, as described, to:-
4.2.4 | Sides and soffits of beams | SM | 200 |  | 0
4.2.5 | 150 mm Roof slab | SM | 70 |  | 0
| Superstructure concrete Carried to Bill No. 2 Summary |  |  |  | 0
4.3 | ELEMENT NO. 3 SUPERSTRUCTURE WALLING
Hollow block walling
200x400mm Hollow block stone walling bedded and jointed in
cement and sand (1:4) mortar, reinforcement with and
including 25mm wide x 20 gauge hoop iron at every
alternate course as described in:
4.3.1 | 400mm thick walling externally 3m high | SM | 150 |  | 0
4.3.2 | 200mm thick walling internally 3m high | SM | 60 |  | 0
4.3.3 | Damp-proof courses, as described, to walls
4.3.4 | 200mm wide | LM | 70 |  | 0
| Total for Superstructure Walling Carried to Bill No. 2 Summary |  |  |  | 0
ITEM | DESCRIPTION | UNIT | QTY | RATE | TOTAL
ELEMENT NO. 4 - ROOF
SAWN TREATED CYPRESS, Grade S50, pressure impregnated (Provisional)
4.4.1 | LT5 profile gauge 28 prepainted roofing sheets fixed to timber purlins | SM | 175 |  | 0
4.4.2 | 100 x 50 mm as trussed rafters, joists and struts | LM | 125 |  | 0
4.4.3 | 75x50mm purlins | LM | 108 |  | 0
4.4.4 | 50 x 150 mm Hip rafters | LM | 70 |  | 0
4.4.4 | Ditto, wall plate | LM | 50 |  | 0
4.4.6 | 25 x 150mm splice plates | LM | 20 |  | 0
4.4.7 | 25 x 200mm Ridge board | LM | 6 |  | 0
Boarding
4.4.8 | Supply and fix soft board as eaves and including 50 x 50 mm cypress brandering at 600mm c/c both ways | SM | 24 |  | 0
4.4.9 | Prepare and apply 3 coats emulsion paint to soft board ceilings | SM | 24 |  | 0
4.4.10 | 32 x 250 mm Fascia board fixed to rafters | LM | 43 |  | 0
Rainwater disposal
4.4.11 | 150x150mm 24gauge galvanized mild steel box gutter with galvanized steel brackets at 600mm centers | LM | 43 |  | 0
Fixed to fascia board (ms)
4.4.12 | Ditto, 100mm diameter down pipe fixed with brackets to wall at 1000mm maximum centers | LM | 12 |  | 0
4.4.12 | Extra over ditto for 600mm swanneck projection | NO | 4 |  | 0
2.1.14 | Ditto shoe | NO | 4 |  | 0
4.4.15 | Knot, prime, stop and apply 3 coats oil paint externally to:
4.4.16 | Metal gutter | LM | 43 |  | 0
4.4.17 | Prepare and apply bituminous paint to inside of gutter | LM | 43 |  | 0
| Roof Total Carried to Bill Summary |  |  |  | 0
4.5 | BILL NO. 5 : DOORS |  |  |  | 0
4.5.1 | Solid hardwood panel double door 45mm thick overall size 1.8x2100mm (both faces panelled) | NO | 1 |  | 0
4.5.2 | Solid hardwood panel door 45mm thick overall size 900x2100mm (both faces panelled) | No. | 2 |  | 0
4.5.3 | Wrought hardwood door frames and finishing EX 50x150mm rebated and chamfered to detail | LM | 20 |  | 0
4.5.4 | 20mm quadrant plugged | LM | 40 |  | 0
4.5.5 | Ditto but for architraves | LM | 40 |  | 0
Ironmongery
4.5.6 | Supply and fix the following to UNION or other equal and approved including matching screws
4.5.7 | 3-lever mortice lock with brass handles | NO | 3 |  | 0
4.5.8 | 100x75mm heavy duty brass butt hinges | PRS | 6 |  | 0
4.5.9 | Black rubber floor mounted doorstop | NO | 4 |  | 0
Painting and Decoration
4.5.10 | Knot, prime, stop and apply 3 coats polyurethane clear varnish to all timber surfaces above. | Item | Sum |  | 0
| Door Total Carried to Bill Summary |  |  |  | 0
4.6 | BILL NO. 6 : WINDOWS
4.6.1 | Supply and fix anodised aluminium windows complete with glazing, and burglar proof, 1.4 x 1.4m high | No | 8 |  | 0
| Windows Total Carried to Main Summary |  |  |  | 0
PROPOSED WOMEN TRANSITION CENTER - KISMAYU
4 | Library and Literacy Centre
4.7 | ELEMENT NO 7: FINISHES
15 mm cement and sand (1:3) render, finished with
woodfloat to:-
4.7.1 | Concrete or masonry surfaces externally | SM | 70 |  | 0
12mm (minimum) two coat lime plaster as described to
4.7.2 | Concrete or masonry surfaces internally | SM | 275 |  | 0
| Concrete Ceiling | sm | 125 |  | 0
Floor Finishes
Cement and sand (1:3) screeds
4.7.3 | 40mm finished floor screed steel troweled finish | SM | 125 |  | 0
4.7.4 | Ditto : Skirting | LM | 150 |  | 0
4.7.5 | Ditto but to the corridor | SM | 21 |  | 0
Painting and decorating
Prepare and apply three coats first quality emulsion
paint on:-
4.7.6 | Plastered walls externally | SM | 70 |  | 0
Prepare and apply three coats first quality silk vinyl
emulsion paint on:-
4.7.7 | Plastered surfaces internally | SM | 400 |  | 0
| Finishes Carried to Bill No. 2 Summary |  |  |  | 0
0
ITEM | DESCRIPTION | UNIT | QTY | RATE | TOTAL
PROPOSED WOMEN TRANSITION CENTER - KISMAYU
4 | Library and Literacy Centre
4.8 | BILL NO. 8 : LIGHTING & POWER FITTINGS |  |  |  | 0
| Supply and install following lighting fixtures with all accessories as per the specifications and drawings and complete with lamp fitting and accessories of Engineer or approved make. |  |  |  | 0
4.8.1 | 1200mm Energy saving flourescent tube lighting | No. | 9 |  | 0
| Switches |  |  |  | 0
4.8.2 | 5 Amps one gang one way switch | No | 6 |  | 0
| Socket outlets |  |  |  | 0
| Supply and installation of fused shuttered switched socket outlet to comply with relevant BS standard (Clipsal, Orange, Crabtree/ Tenby/ABB or equivalent). Wiring (including supply of earth wire and all other material required) of above socket outlet using approved type 2.5mm² PVC/PVC copper cable and 2.5mm² earth wire drawn through securely fixed concealed PVC conduit in a ring circuit. |  |  |  | 0
| Socket outlet points |  |  |  | 0
4.8.3 | 13 A twin sockets outlet | No | 9 |  | 0
| Final circuit Wiring |  |  |  | 0
| Wiring and installation (including supply of all materials) of the light points using approved type PVC insulated PVC sheathed 1.5 mm² copper cables and 2.5mm² earth cable drawn through securely fixed concealed PVC conduit, to the walls and slab surfacesSocket outlet points |  |  |  | 0
4.8.4 | Lighting points | M | 50 |  | 0
| Light points Total Carried to Bill Summary |  |  |  | 0
4.9 | BILL NO. 9: FANS and AC
| Supply and install following overhead electrical fans with all accessories prices must include all materials, installation, testing and commisioning |  |  |  | 0
4.9.1 | 3 speed box fan with 20 inch blades | Nr. | 3 |  | 0
HVAC
Supply, Deliver, Install, Test and Commission the following AC indoor units including with all accessories including all connections as described.
| Wall mounted unit of cooling capacity: 12.3kW with inbuilt drain pump, power input: 0.15kW, single phase, Refrigerant R-410A complete with all hanging accessories, remote control, filter chamber, drain pump kit, suction canvas, ceiling panel, wiring from DP switch to fan coil unit, fabricated steel mounting brackets, steel frames and raw bolts, anti-vibration mountings. DP switch to be positioned next to the in door unit. The indoor unit shall be to Daikin/Toshiba/LG make or approved equivalent. | No. | 2 |  | 0
| Total for Fans and AC Carried to Bill Summary |  |  |  | 0
4.9 | BILL NO. 9: POWER SUPPLY AND CONNECTION
4.9.1 | Provisional Sum of 250 USD for connecting power Supply and for connecting electricity to each unit and for any other power related items indavertently omitted. | Item | Sum
| TOTAL CARRIED TO MAIN SUMMARY |  |  |  | 0
BILL NO. 4 SUMMARY
BILL NO. 4: LIBRARY AND LITERACY CENTRE
| ELEMENT NO. 1 : SUB-STRUCTURES (all provisional) |  |  |  | 0
| ELEMENT NO. 2: SUPER STRUCTURE CONCRETE |  |  |  | 0
| ELEMENT NO. 3 SUPERSTRUCTURE WALLING |  |  |  | 0
| BILL NO. 4: ROOF |  |  |  | 0
| BILL NO. 5 : DOORS |  |  |  | 0
| BILL NO. 6 : WINDOWS |  |  |  | 0
| ELEMENT NO 7: FINISHES |  |  |  | 0
| BILL NO. 8 : LIGHTING & POWER FITTINGS |  |  |  | 0
| BILL NO. 9: FANS and AC |  |  |  | 0
| BILL NO. 10: POWER SUPPLY AND CONNECTION |  |  |  | 0
| TOTAL CARRIED TO MAIN SUMMARY |  |  |  | 0

## Sheet1 (hidden)
| ROOF COVERING AND RAINWATER DISPOSAL |  |  | - | -
| (PROVISIONAL) |  |  | - | -
| Roof covering |  |  | - | -
4.5 | 28 gauge pre painted galvanized corrugated iron sheets on timber structure (ms) | SM | 1134 | 2.5 | 2835
4.51 | Ridge or hip cap, 28 gauge prepainted | LM | 134 | 0.5 | 67
| Structural Timbers |  |  | -
SAWN TREATED CYPRESS, Grade S50, pressure
impregnated (Provisional)
4.52 | 150 x 50 mm as trusses | LM | 935.97 | 2.5 | 2339.925
4.53 | 150 x 50 mm as Rafters | LM | 935.97 | 2.5 | 2339.925
4.54 | 100 x 50 mm as trussed joists and struts | LM | 1864 | 1.5 | 2796
4.55 | 75x50mm purlins | LM | 1580 | 1.5 | 2370
4.56 | 150 x 50 mm as King post | LM | 216 | 1.5 | 324
4.57 | Ditto, wall plate | LM | 202 | 1.5 | 303
4.58 | 25 x 150mm splice plates | LM | 202 | 1.2 | 242.4
4.59 | 25 x 200mm Ridge board | LM | 134 | 1.5 | 201
4.6 | Mild steel |  |  | -
4.61 | 100 × 100 × 100 × 3mm thick angle cleat nailed to timber | NO | 200 | 15 | 3000
4.62 | Boarding |  |  | -
4.63 | WROT CYPRESS, Prime Grade |  |  | -
4.64 | 25x50mm tongued and grooved boarding to eaves | SM | 112 | 6 | 672
4.65 | 32 x 250 mm Fascia board fixed to rafters | LM | 195 | 5 | 975
4.66 | Painting and decorating |  |  | -
4.67 | Knot, prime, stop and apply 3 coats polyurethane varnish to eaves boarding | SM | 112 | 5 | 560
4.68 | Ditto but 3 coats gloss oil paint to fascia board 100-200mm girth | LM | 112 | 5 | 560
4.69 | Rainwater disposal |  |  | -
4.7 | 150x150mm 24gauge galvanized mild steel box gutter with galvanized steel brackets at 600mm centers | LM | 195 | 6 | 1170
4.71 | fixed to fascia board (ms) |  |  | -
4.72 | Ditto, 100mm diameter down pipe fixed with brackets to wall at 1000mm maximum centers | LM | 68 | 2.5 | 170
4.73 | Extra over ditto for 600mm swanneck projection | NO | 30 | 5 | 150
4.74 | Ditto shoe | NO | 30 | 5 | 150
4.75 | Knot, prime, stop and apply 3 coats oil paint externally to: |  |  | -
4.76 | Timber fascia 200-300mm girth | SM | 195 | 5 | 975
4.77 | Metal gutter | SM | 195 | 20 | 3900
| Ceiling Finish |  |  |  | 0
0
| 50 x 50 blandering on timber joists | m2 | 2780 | 1.5 | 4170
0
| 75 x 50 timber joists | m2 | 500 | 1.5 | 750
0
| Supply and fix ceiling board as approved by engineer | m2 | 1100 | 6.5 | 7150
0
0
| Total carried to summary | $ |  |  | 38170.25
0

## 5 IOM OFFICES
ITEM | DESCRIPTION | UNIT | QTY | RATE | TOTAL
PROPOSED WOMEN TRANSITION CENTER - KISMAYU
5 | SECTION 5: IOM OFFICES
5.1 | ELEMENT NO. 1 : SUB-STRUCTURES (all provisional)
5.1.1 | Clear site of all bushes and debris. Grab up roots and | SM | 125 |  | 0
| burn the arisings |  |  |  | 0
5.1.2 | Excavate over site 200 mm deep to remove vegetable soil and cart away to spoil heap where directed on site | SM | 125 |  | 0
5.1.3 | Excavate 800mm deep for solid block foundation by 400mm wide | m3 | 16 |  | 0
5.1.4 | Excavate for columns bases, 1000 x 1000 x 1200 deep | m3 | 10 |  | 0
5.1.5 | Cartaway excavated material and spread on site as directed | m3 | 8 |  | 0
5.1.6 | Return fill and ram suitable materials | m3 | 8 |  | 0
5.1.7 | Keep al excavation free from water
Hardcore or other approved filling, as described
5.1.8 | 300mm thick approved hardcore filling compacted and laid in layers not exceeding 150 mm thick | SM | 125 |  | 0
5.1.9 | 50mm thick Quarry dust blinding to surfaces of hardcore :rolled smooth to receive polytheen sheeting (m.s) | SM | 125 |  | 0
| Anti-termite treatment |  |  |  | 0
5.1.9 | Gladiator or equal and approved chemical anti-termite treatment, executed complete by an approved specialist under a ten-year guarantee, to surfaces of blinding | SM | 125 |  | 0
| Damp-proof membrane |  |  |  | 0
5.1.10 | 1000 gauge polythene or other equal and approved damp-proof membrane, laid over blinded hardcore (m.s) with 300mm side and end laps (measured nett-allow for laps) | SM | 125 |  | 0
| Formwork |  |  |  | 0
5.1.9 | To the column bases, foundation columns and edges of ground slabs 100 - 200mm wide | SM | 66 |  | 0
5.1.11 | Reinforcement |  |  |  | 0
High yield square twisted reinforcement bars to B.S 4461 in strip foundation, foundation beam and foundation columns and bases
Strip Foundation
5.1.12 | 8mm bars | Kg | 80 |  | 0
5.1.13 | 12mm bars | Kg | 215 |  | 0
Ground Beam
5.1.12 | 8mm bars | kg | 275 |  | 0
5.1.13 | 12mm bars | kg | 250 |  | 0
Column Bases and Foundation Columns
5.1.14 | 8mm bars | Kg | 40 |  | 0
5.1.15 | 12mm bars | Kg | 200 |  | 0
| Sub Total Carried to froward to next Page |  |  |  | 0
ITEM | DESCRIPTION | UNIT | QTY | RATE | TOTAL
| Brought Forward from the preious Page |  |  |  | 0
BRC Mesh
5.1.16 | Mesh reinforcement reference A142 weighing 2.22kg/m2 in ground slabs | m2 | 125 |  | 0
Concrete Works
| Insitu concrete class 25/20 , vibrated and reinforced as described, in:- |  |  |  | 0
5.1.17 | Column Bases and Foundation Columns | m3 | 4 |  | 0
5.1.18 | 150 mm Ground floor slab | m3 | 18.75 |  | 0
5.1.19 | Strip Foundation | m3 | 18.9 |  | 0
5.1.20 | Ground floor beam | m3 | 11 |  | 0
Substructure Walling
5.1.21 | Construct of 400mm thick solid block foundation 800mm high | m2 | 55 |  | 0
| Substructure Total Carried to Bill Summary |  |  |  | 0
SECTION 5: IOM OFFICES
5.2 | ELEMENT NO. 2: SUPER STRUCTURE CONCRETE
Reinforced concrete class 25, as described in:-
5.2.1 | Beams | CM | 11 |  | 0
5.2.2 | 150 mm Roof slab | m3 | 18.75 |  | 0
Reinforcement, as described (PROVISIONAL)
High yield square twisted reinforcement to BS 4461
5.2.3 | 8mm ditto | Kg | 350 |  | 0
5.2.4 | 12mm ditto | Kg | 400 |  | 0
Sawn formwork, as described, to:-
5.2.5 | Sides and soffits of beams | SM | 200 |  | 0
5.2.6 | 150 mm Roof slab | SM | 125 |  | 0
| Superstructure concrete Carried to Bill No. 2 Summary |  |  |  | 0
5.3 | ELEMENT NO. 3 SUPERSTRUCTURE WALLING
Hollow block walling
200x400mm Hollow block stone walling bedded and jointed in
cement and sand (1:4) mortar, reinforcement with and
including 25mm wide x 20 gauge hoop iron at every
alternate course as described in:
5.3.1 | 400mm thick walling externally 3m high | SM | 150 |  | 0
5.3.2 | 200mm thick walling internally 3m high | SM | 60 |  | 0
5.3.3 | Damp-proof courses, as described, to walls
5.3.4 | 200mm wide | LM | 70 |  | 0
| Total for Superstructure Walling Carried to Bill No. 2 Summary |  |  |  | 0
ITEM | DESCRIPTION | UNIT | QTY | RATE | TOTAL
5.4 | BILL NO. 4: ROOF
SAWN TREATED CYPRESS, Grade S50, pressure impregnated (Provisional)
5.4.1 | LT5 profile gauge 28 prepainted roofing sheets fixed to timber purlins | SM | 175 |  | 0
5.4.2 | 100 x 50 mm as trussed rafters, joists and struts | LM | 125 |  | 0
5.4.3 | 75x50mm purlins | LM | 107.2 |  | 0
5.4.4 | 50 x 150 mm Hip rafters | LM | 70 |  | 0
5.4.5 | Ditto, wall plate | LM | 50 |  | 0
5.4.6 | 25 x 150mm splice plates | LM | 20 |  | 0
5.4.7 | 25 x 200mm Ridge board | LM | 6 |  | 0
Boarding
5.4.8 | Supply and fix soft board as eaves and including 50 x 50 mm cypress brandering at 600mm c/c both ways | SM | 74 |  | 0
5.4.9 | Prepare and apply 3 coats emulsion paint to soft board ceilings | SM | 74 |  | 0
5.4.10 | 32 x 250 mm Fascia board fixed to rafters | LM | 43 |  | 0
5.4.11 | Rainwater disposal
5.4.12 | 150x150mm 24gauge galvanized mild steel box gutter with galvanized steel brackets at 600mm centers | LM | 43 |  | 0
Fixed to fascia board (ms)
5.4.9 | Ditto, 100mm diameter down pipe fixed with brackets to wall at 1000mm maximum centers | LM | 12 |  | 0
5.4.10 | Extra over ditto for 600mm swanneck projection | NO | 4 |  | 0
5.4.11 | Ditto shoe | NO | 4 |  | 0
5.4.12 | Knot, prime, stop and apply 3 coats oil paint externally to:
5.4.13 | Metal gutter | LM | 43 |  | 0
5.4.14 | Prepare and apply bituminous paint to inside of gutter | LM | 43 |  | 0
| Roof Total Carried to Bill No. 2 Summary |  |  |  | 0
0
5.5 | BILL NO. 5 : DOORS |  |  |  | 0
5.5.1 | Solid hardwood panel door 45mm thick overall size 900x2100mm (both faces panelled) | NO | 3 |  | 0
5.5.2 | Wrought hardwood door frames and finishing EX 50x150mm rebated and chamfered to detail | LM | 15 |  | 0
5.5.3 | 20mm quadrant plugged | LM | 30 |  | 0
5.5.4 | Ditto but for architraves | LM | 30 |  | 0
Ironmongery
5.5.5 | Supply and fix the following to UNION or other equal and approved including matching screws
| Doors Sub Total Carried Forward |  |  |  | 0
ITEM | DESCRIPTION | UNIT | QTY | RATE | TOTAL
| Total Above Brought Forward |  |  |  | 0
5.5.6 | 3-lever mortice lock with brass handles | NO | 3 |  | 0
5.5.7 | 100x75mm heavy duty brass butt hinges | PRS | 5 |  | 0
5.5.8 | Black rubber floor mounted doorstop | NO | 3 |  | 0
Painting and Decoration
5.5.9 | Knot, prime, stop and apply 3 coats polyurethane clear varnish to all timber surfaces above. | Item | Sum |  | 0
| Doors Total Carried to Bill No. 2 Summary |  |  |  | 0
5.6 | BILL NO. 6 : WINDOWS
5.6.1 | Supply and fix anodised aluminium windows complete with glazing, and burglar proof, 1.4 x 1.4m high | No | 8 |  | 0
| Window Total Carried to Bill No. 2 Summary |  |  |  | 0
5.7 | ELEMENT NO 7: FINISHES
15 mm cement and sand (1:3) render, finished with
woodfloat to:-
5.7.1 | Concrete or masonry surfaces externally | SM | 150 |  | 0
12mm (minimum) two coat lime plaster as described to
5.7.2 | Concrete or masonry surfaces internally | SM | 275 |  | 0
| Concrete Ceiling | sm | 125 |  | 0
Floor Finishes
Cement and sand (1:3) screeds
5.7.3 | 40mm finished floor screed steel troweled finish | SM | 125 |  | 0
5.7.4 | Ditto : Skirting | LM | 150 |  | 0
5.7.5 | Ditto but to the corridor | SM | 21 |  | 0
Painting and decorating
Prepare and apply three coats first quality emulsion
paint on:-
5.7.9 | Plastered walls externally | SM | 150 |  | 0
Prepare and apply three coats first quality silk vinyl
emulsion paint on:-
5.7.10 | Plastered surfaces internally | SM | 400 |  | 0
| Finishes Carried to Bill No. 2 Summary |  |  |  | 0
0
5.8 | BILL NO. 8 : LIGHTING & POWER FITTINGS |  |  |  | 0
| Supply and install following lighting fixtures with all accessories as per the specifications and drawings and complete with lamp fitting and accessories of Engineer or approved make. |  |  |  | 0
5.8.1 | 1200mm Energy saving flourescent tube lighting | No. | 6 |  | 0
| Switches |  |  |  | 0
5.8.2 | 5 Amps one gang one way switch | No | 3 |  | 0
| Socket outlets |  |  |  | 0
| Supply and installation of fused shuttered switched socket outlet to comply with relevant BS standard (Clipsal, Orange, Crabtree/ Tenby/ABB or equivalent). Wiring (including supply of earth wire and all other material required) of above socket outlet using approved type 2.5mm² PVC/PVC copper cable and 2.5mm² earth wire drawn through securely fixed concealed PVC conduit in a ring circuit. |  |  |  | 0
| Electrical Sub Total carried forward |  |  |  | 0
ITEM | DESCRIPTION | UNIT | QTY | RATE | TOTAL
| Sub Total Above brought Forward |  |  |  | 0
Socket outlet points
5.8.3 | 13 A twin sockets outlet | No | 4 |  | 0
| Final circuit Wiring |  |  |  | 0
| Wiring and installation (including supply of all materials) of the light points using approved type PVC insulated PVC sheathed 1.5 mm² copper cables and 2.5mm² earth cable drawn through securely fixed concealed PVC conduit, to the walls and slab surfacesSocket outlet points |  |  |  | 0
5.8.4 | Lighting points | M | 75 |  | 0
| Lighting Total Carried to Bill Summary |  |  |  | 0
5.9 | BILL NO. 9: FANS AND Acs
| Supply and install following overhead electrical fans with all accessories prices must include all materials, installation, testing and commisioning |  |  |  | 0
5.9.1 | 3 speed box fan with 20 inch blades | Nr. | 3 |  | 0
HVAC
Supply, Deliver, Install, Test and Commission the following AC indoor units including with all accessories including all connections as described.
5.9.2 | Wall mounted unit of cooling capacity: 12.3kW with inbuilt drain pump, power input: 0.15kW, single phase, Refrigerant R-410A complete with all hanging accessories, remote control, filter chamber, drain pump kit, suction canvas, ceiling panel, wiring from DP switch to fan coil unit, fabricated steel mounting brackets, steel frames and raw bolts, anti-vibration mountings. DP switch to be positioned next to the in door unit. The indoor unit shall be to Daikin/Toshiba/LG make or approved equivalent. | No. | 3 |  | 0
| Total for Fans and AC Carried to Bill Summary |  |  |  | 0
5.10. | BILL NO. 10: POWER SUPPLY AND CONNECTION
5.10.1 | Provisional Sum of 250 USD for connecting power Supply and for connecting electricity to each unit and for any other power related items indavertently omitted. | Item | Sum
| Power Supply Total Carried to Bill Summary |  |  |  | 0
BILL 5 SUMMARY: IOM OFFICES
| ELEMENT NO. 1 : SUB-STRUCTURES (all provisional) |  |  |  | 0
| ELEMENT NO. 2: SUPER STRUCTURE CONCRETE |  |  |  | 0
| ELEMENT NO. 3 SUPERSTRUCTURE WALLING |  |  |  | 0
| BILL NO. 4: ROOF |  |  |  | 0
| BILL NO. 5 : DOORS |  |  |  | 0
| BILL NO. 6 : WINDOWS |  |  |  | 0
| ELEMENT NO 7: FINISHES |  |  |  | 0
| BILL NO. 8 : LIGHTING & POWER FITTINGS |  |  |  | 0
| BILL NO. 9: FANS AND Acs |  |  |  | 0
| BILL NO. 10: POWER SUPPLY AND CONNECTION |  |  |  | 0
| TOTAL FOR IOM OFFICES CARRIED TO MAIN SUMMRY |  |  |  | 0

## 6 Medical Exam and Partners
ITEM | DESCRIPTION | UNIT | QTY | RATE | TOTAL
PROPOSED WOMEN TRANSITION CENTER - KISMAYU
6 | SECTION 6: MEDICAL EXAM AND PARTNERS OFFICES
6.1 | ELEMENT NO. 1 : SUB-STRUCTURES (all provisional)
6.1.1 | Clear site of all bushes and debris. Grab up roots and | SM | 125 |  | 0
| burn the arisings |  |  |  | 0
6.1.2 | Excavate over site 200 mm deep to remove vegetable soil and cart away to spoil heap where directed on site | SM | 125 |  | 0
6.1.3 | Excavate 600mm deep for solid block foundation by 400mm wide | m3 | 16 |  | 0
6.1.4 | Excavate for columns bases, 1000 x 1000 x 1200 deep | m3 | 11 |  | 0
Hardcore or other approved filling, as described
6.1.5 | 300mm thick approved hardcore filling compacted and laid in layers not exceeding 150 mm thick | SM | 125 |  | 0
6.1.6 | 50mm thick Quarry dust blinding to surfaces of hardcore :rolled smooth to receive polytheen sheeting (m.s) | SM | 125 |  | 0
| Anti-termite treatment |  |  |  | 0
6.1.7 | Gladiator or equal and approved chemical anti-termite treatment, executed complete by an approved specialist under a ten-year guarantee, to surfaces of blinding | SM | 125 |  | 0
| Damp-proof membrane |  |  |  | 0
6.1.8 | 1000 gauge polythene or other equal and approved damp-proof membrane, laid over blinded hardcore (m.s) with 300mm side and end laps (measured nett-allow for laps) | SM | 125 |  | 0
| Formwork |  |  |  | 0
6.1.9 | To the edges of ground slabs 100 - 200mm wide | LM | 40 |  | 0
| Reinforcement |  |  |  | 0
High yield square twisted reinforcement bars to B.S 4461 in strip foundation, foundation beam and foundation columns and bases
Strip Foundation
6.1.10 | 8mm bars | Kg | 85 |  | 0
6.1.11 | 12mm bars | Kg | 220 |  | 0
Ground Beam
6.1.12 | 8mm bars | kg | 280 |  | 0
6.1.13 | 12mm bars | kg | 280 |  | 0
Column Bases and Foundation Columns
6.1.14 | 8mm bars | Kg | 45 |  | 0
6.1.15 | 12mm bars | Kg | 205 |  | 0
BRC Mesh
6.1.16 | Mesh reinforcement reference A142 weighing 2.22kg/m2 in ground slabs | m2 | 125 |  | 0
| Sub Total Carried to froward to next Page |  |  |  | 0
ITEM | DESCRIPTION | UNIT | QTY | RATE | TOTAL
| Brought Forward from the preious Page |  |  |  | 0
Concrete Works
| Insitu concrete class 25/20 , vibrated and reinforced as described, in:- |  |  |  | 0
6.1.17 | Column Bases and Foundation Columns | m3 | 5 |  | 0
6.1.18 | 150 mm Ground floor slab | m3 | 18.75 |  | 0
6.1.19 | Strip Foundation | m3 | 18.9 |  | 0
6.1.20 | Ground floor beam | m3 | 11 |  | 0
Substructure Walling
6.1.21 | Construct of 400mm thick solid block foundation 800mm high | m2 | 60 |  | 0
| Substructure Total Carried to Bill Summary |  |  |  | 0
6 | SECTION 6: MEDICAL EXAM AND PARTNERS OFFICES
6.2 | ELEMENT NO. 2: SUPER STRUCTURE CONCRETE
Reinforced concrete class 25, as described in:-
6.2.1 | Beams | CM | 11 |  | 0
6.2.2 | 150 mm Roof slab | m3 | 18.75 |  | 0
Reinforcement, as described (PROVISIONAL)
High yield square twisted reinforcement to BS 4461
6.2.3 | 8mm ditto | Kg | 350 |  | 0
6.2.4 | 12mm ditto | Kg | 400 |  | 0
Sawn formwork, as described, to:-
6.2.5 | Sides and soffits of beams | SM | 205 |  | 0
6.2.6 | 150 mm Roof slab | SM | 125 |  | 0
| Superstructure concrete Carried to Bill No. 2 Summary |  |  |  | 0
6.3 | ELEMENT NO. 3 SUPERSTRUCTURE WALLING
Hollow block walling
200x400mm Hollow block stone walling bedded and jointed in
cement and sand (1:4) mortar, reinforcement with and
including 25mm wide x 20 gauge hoop iron at every
alternate course as described in:
6.3.1 | 400mm thick walling externally 3m high | SM | 150 |  | 0
6.3.2 | 200mm thick walling internally 3m high | SM | 75 |  | 0
6.3.3 | Damp-proof courses, as described, to walls
6.3.4 | 200mm wide | LM | 75 |  | 0
| Total for Superstructure Walling Carried to Bill No. 2 Summary |  |  |  | 0
ITEM | DESCRIPTION | UNIT | QTY | RATE | TOTAL
6.4 | ELEMENT NO. 4: ROOF
SAWN TREATED CYPRESS, Grade S50, pressure impregnated (Provisional)
6.4.1 | LT5 profile gauge 28 prepainted roofing sheets fixed to timber purlins | SM | 175 |  | 0
6.4.2 | 100 x 50 mm as trussed rafters, joists and struts | LM | 125 |  | 0
6.4.3 | 75x50mm purlins | LM | 107.2 |  | 0
6.4.4 | 50 x 150 mm Hip rafters | LM | 70 |  | 0
6.4.5 | Ditto, wall plate | LM | 50 |  | 0
6.4.6 | 25 x 150mm splice plates | LM | 20 |  | 0
6.4.7 | 25 x 200mm Ridge board | LM | 6 |  | 0
Boarding
6.4.8 | Supply and fix soft board as eaves and including 50 x 50 mm cypress brandering at 600mm c/c both ways | SM | 74 |  | 0
6.4.9 | Prepare and apply 3 coats emulsion paint to soft board ceilings | SM | 74 |  | 0
6.4.10 | 32 x 250 mm Fascia board fixed to rafters | LM | 43 |  | 0
Rainwater disposal
6.4.11 | 150x150mm 24gauge galvanized mild steel box gutter with galvanized steel brackets at 600mm centers | LM | 43 |  | 0
Fixed to fascia board (ms)
6.4.12 | Ditto, 100mm diameter down pipe fixed with brackets to wall at 1000mm maximum centers | LM | 12 |  | 0
6.4.13 | Extra over ditto for 600mm swanneck projection | NO | 4 |  | 0
6.4.14 | Ditto shoe | NO | 4 |  | 0
6.4.15 | Knot, prime, stop and apply 3 coats oil paint externally to:
6.4.16 | Metal gutter | LM | 43 |  | 0
6.4.17 | Prepare and apply bituminous paint to inside of gutter | LM | 43 |  | 0
| Roof Total Carried to Bill Summary |  |  |  | 0
6.5 | ELEMENT NO. 5 : DOORS |  |  |  | 0
6.5.1 | Solid hardwood panel door 45mm thick overall size 900x2100mm (both faces panelled) | NO | 3 |  | 0
6.5.2 | Wrought hardwood door frames and finishing EX 50x150mm rebated and chamfered to detail | LM | 15 |  | 0
6.5.3 | 20mm quadrant plugged | LM | 30 |  | 0
6.5.5 | Ditto but for architraves | LM | 30 |  | 0
Ironmongery
6.5.5 | Supply and fix the following to UNION or other equal and approved including matching screws
ITEM | DESCRIPTION | UNIT | QTY | RATE | TOTAL
6.5.6 | 3-lever mortice lock with brass handles | NO | 3 |  | 0
6.5.7 | 100x75mm heavy duty brass butt hinges | PRS | 5 |  | 0
6.5.8 | Black rubber floor mounted doorstop | NO | 3 |  | 0
Painting and Decoration
6.5.9 | Knot, prime, stop and apply 3 coats polyurethane clear varnish to all timber surfaces above. | Item | Sum |  | 0
| Door Total Carried to Bill Summary |  |  |  | 0
6.6 | ELEMENT NO. 6: WINDOWS
6.6.1 | Supply and fix anodised aluminium windows complete with glazing, and burglar proof, 1.4 x 1.4m high | No | 8 |  | 0
| Window Total Carried to Bill Summary |  |  |  | 0
6.7 | ELEMENT NO 7: FINISHES
15 mm cement and sand (1:3) render, finished with
woodfloat to:-
6.7.1 | Concrete or masonry surfaces externally | SM | 74 |  | 0
12mm (minimum) two coat lime plaster as described to
6.7.2 | Concrete or masonry surfaces internally | SM | 325 |  | 0
| Concrete Ceiling | sm | 400 |  | 0
Floor Finishes
Cement and sand (1:3) screeds
6.7.3 | 40mm finished floor screed steel troweled finish | SM | 125 |  | 0
6.7.4 | Ditto : Skirting | LM | 150 |  | 0
6.7.5 | Ditto but to the corridor | SM | 21 |  | 0
Painting and decorating
Prepare and apply three coats first quality emulsion
paint on:-
6.7.6 | Plastered walls externally | SM | 74 |  | 0
Prepare and apply three coats first quality silk vinyl
emulsion paint on:-
6.7.8 | Plastered surfaces internally | SM | 725 |  | 0
| Finishes Carried to Bill No. 2 Summary |  |  |  | 0
0
6.8 | ELEMENT NO. 8: LIGHTING & POWER FITTINGS |  |  |  | 0
| Supply and install following lighting fixtures with all accessories as per the specifications and drawings and complete with lamp fitting and accessories of Engineer or approved make. |  |  |  | 0
6.8.1 | 1200mm Energy saving flourescent tube lighting | No. | 12 |  | 0
| Switches |  |  |  | 0
6.8.2 | 5 Amps one gang one way switch | No | 3 |  | 0
| Socket outlets |  |  |  | 0
| Supply and installation of fused shuttered switched socket outlet to comply with relevant BS standard (Clipsal, Orange, Crabtree/ Tenby/ABB or equivalent). Wiring (including supply of earth wire and all other material required) of above socket outlet using approved type 2.5mm² PVC/PVC copper cable and 2.5mm² earth wire drawn through securely fixed concealed PVC conduit in a ring circuit. |  |  |  | 0
| Socket outlet points |  |  |  | 0
6.8.3 | 13 A twin sockets outlet | No | 6 |  | 0
| Final circuit Wiring |  |  |  | 0
| Wiring and installation (including supply of all materials) of the light points using approved type PVC insulated PVC sheathed 1.5 mm² copper cables and 2.5mm² earth cable drawn through securely fixed concealed PVC conduit, to the walls and slab surfacesSocket outlet points |  |  |  | 0
6.8.4 | Lighting points | M | 50 |  | 0
| Lightiing and Power Fittings Carried to Bill Summary |  |  |  | 0
6.9 | ELEMENT NO. 9 FANS
| Supply and install following overhead electrical fans with all accessories prices must include all materials, installation, testing and commisioning |  |  |  | 0
6.9.1 | 3 speed box fan with 20 inch blades | Nr. | 6 |  | 0
| Fans Carried to Bill Summary |  |  |  | 0
6.1 | BILL ELEMENT NO 10: POWER SUPPLY AND CONNECTION
6.10.1 | Provisional Sum of 250 USD for connecting power Supply and for connecting electricity to each unit and for any other power related items indavertently omitted. | Item | Sum
| Power Supply and Connection carried to Bill Summary |  |  |  | 0
BILL NO. 6 SUMMARY: MEDICAL EXAM AND PARTNERS
| ELEMENT NO. 1 : SUB-STRUCTURES (all provisional) |  |  |  | 0
| ELEMENT NO. 2: SUPER STRUCTURE CONCRETE |  |  |  | 0
| ELEMENT NO. 3 SUPERSTRUCTURE WALLING |  |  |  | 0
| BILL NO. 4: ROOF |  |  |  | 0
| BILL NO. 5 : DOORS |  |  |  | 0
| BILL NO. 6 : WINDOWS |  |  |  | 0
| ELEMENT NO 7: FINISHES |  |  |  | 0
| BILL NO. 8 : LIGHTING & POWER FITTINGS |  |  |  | 0
| ELEMENT NO. 9 FANS |  |  |  | 0
| BILL NO. 10: POWER SUPPLY AND CONNECTION |  |  |  | 0
| TOTAL CARRIED TO MAIN SUMMARY |  |  |  | 0

## 7 Kitchen
ITEM | DESCRIPTION | UNIT | QTY | RATE | TOTAL
7 | SECTION 7: KITCHEN
7.1 | ELEMENT NO. 1 : SUB-STRUCTURES (all provisional)
7.1.1 | Clear site of all bushes and debris. Grab up roots and | sm | 54 |  | 0
| burn the arisings |  |  |  | 0
7.1.2 | Excavate over site 200 mm deep to remove vegetable soil and cart away to spoil heap where directed on site | sm | 54 |  | 0
7.1.3 | Excavate trench for foundation trenches and column bases not exceeding 1.50 meters deep, starting from stripped levels | cm | 40 |  | 0
3.1.4 | Excavate for columns bases, 1000 x 1000 x 1200 deep | m3 | 10 |  | 0
7.1.4 | Fill trenches with hard core compacted in 150 mm layers | cm | 20 |  | 0
7.1.5 | 50mm thick Quarry dust blinding to surfaces of hardcore :rolled smooth to receive polytheen sheeting (m.s) | sm | 54 |  | 0
7.1.6 | Return fill in and ram selected excavated material around foundations | cm | 12 |  | 0
7.1.7 | Spread surplus excavated material on site as directed | cm | 8 |  | 0
7.1.8 | Allow for keeping foundations free from water, mud, fallen | Item | Sum |  | 0
materials, etc.
7.1.9 | Allow for planking and strutting as necessary to sides of excavation | Item | Sum |  | 0
| Concrete Works |  |  |  | 0
| Plain concrete class 15 in: |  |  |  | 0
7.1.10 | 50mm blinding | sm | 30 |  | 0
| Insitu concrete class 25/20 , vibrated and reinforced as described, in:- |  |  |  | 0
7.1.11 | Foundation Strip | cm | 7.5 |  | 0
7.1.13 | 150 mm Ground floor slab | sm | 8.1 |  | 0
| Formwork |  |  |  | 0
7.1.15 | To the edges of ground slabs 100 - 200mm wide | lm | 42 |  | 0
| Reinforcement |  |  |  | 0
| High Tensile mild steel reinforcement bars to BS 8666 in Foundations |  |  |  | 0
7.1.17 | 10 mm diameter | kg | 80 |  | 0
7.1.19 | Mesh reinforcement reference A142 weighing 2.22kg/m2 in ground slabs | m2 | 54 |  | 0
| Walling for foundation |  |  |  | 0
7.1.22 | 400mm thick rubble stone foundation walling | m2 | 15 |  | 0
| Filling |  |  |  | 0
7.1.23 | 300mm thick approved hardcore filling compacted and laid in layers not exceeding 150 mm thick | m2 | 54 |  | 0
0
7.1.24 | 50mm thick Quarry dust blinding to surfaces of hardcore :rolled smooth to receive polytheen sheeting (m.s) | m2 | 54 |  | 0
ITEM | DESCRIPTION | UNIT | QTY | RATE | TOTAL
| Anti-termite treatment |  |  |  | 0
7.1.20 | Gladiator or equal and approved chemical anti-termite |  |  |  | 0
| treatment, executed complete by an approved specialist |  |  |  | 0
| under a ten-year guarantee, to surfaces of blinding | m2 | 54 |  | 0
| Damp-proof membrane |  |  |  | 0
7.1.21 | 1000 gauge polythene or other equal and approved | m2 | 54 |  | 0
| damp-proof membrane, laid over blinded hardcore |  |  |  | 0
| (m.s) with 300mm side and end laps (measured |  |  |  | 0
| nett-allow for laps) |  |  |  | 0
| Total Carried to Bill Summary |  |  |  | 0
| SUPER STRUCTURE |  |  |  | 0
7.2 | ELEMENT NO. 2: REINFORCED CONCRETE |  |  |  | 0
7.2.1 | Reinforced concrete class 25 in |  |  |  | 0
7.2.3 | Beams | m3 | 10 |  | 0
| Formwork |  |  |  | 0
7.2.4 | To sides and soffits of beams | m2 | 50 |  | 0
| Reinforcement |  |  |  | 0
| High Tensile mild steel reinforcement bars to BS 8666 in Foundations |  |  |  | 0
7.2.5 | 12 mm diameter | Kg | 60 |  | 0
| Total Carried to Bill Summary |  |  |  | 0
| ELEMENT NO. 3: WALLING |  |  |  | 0
7.3.1 | 200mm precast concrete concrete block walls bedded and jointed in cement and sand (1:4) mortar | sm | 18 |  | 0
| Horizontal Damp Proof Course:one layer of 3-ply bituminous feltor other equal approved (measured nett-allow for laps) ; B.S. 743 Type A bitumen hessian base 150 mm laps (no allowance made for laps); horizontal, 1 no. layer, bedded in cement sand (1:3) mortar |  |  |  | 0
7.3.2 | 200mm wide | LM | 52 |  | 0
| Total Carried to Bill Summary |  |  |  | 0
ITEM | DESCRIPTION | UNIT | QTY | RATE | TOTAL
7.4 | ELEMENT NO. 4 : ROOFING |  |  |  | 0
| ROOF COVERING AND RAINWATER DISPOSAL |  |  |  | -
| Roof covering |  |  |  | -
7.4.1 | 28 gauge pre painted IT4 box profile iron sheets on timber structure (ms) | SM | 66 |  | 0
7.4.4 | Ridge or hip cap, 28 gauge prepainted | LM | 6 |  | 0
Structural Timbers
SAWN TREATED CYPRESS, Grade S50, pressure
impregnated
7.4.3 | 100 x 50 mm as trusses and rafters | LM | 50 |  | 0
7.4.4 | 50 x 50 mm as trusses, trussed joists and struts | LM | 92 |  | 0
7.4.5 | 75x50mm purlins and joists and struts | LM | 60 |  | 0
7.4.6 | 100 x 50 mm as King post | LM | 6 |  | 0
7.4.7 | Ditto, wall plate | LM | 42 |  | 0
7.4.8 | 25 x 200mm Ridge board | LM | 6 |  | 0
| Dittob but for Fascia Board | LM | 12 |  | 0
Rainwater disposal
7.4.9 | 150x150mm 24gauge galvanized mild steel box gutter with galvanized steel brackets at 600mm centers fixed to fascia board (ms) | LM | 12 |  | 0
7.4.10 | Ditto, 100mm diameter down pipe fixed with brackets to wall at 1000mm maximum centers | LM | 4 |  | 0
7.4.11 | Extra over ditto for 600mm swanneck projection | NO | 4 |  | 0
7.4.12 | Ditto shoe | NO | 4 |  | 0
Knot, prime, stop and apply 3 coats oil paint externally to:
7.4.14 | Timber fascia 200-300mm girth | LM | 12 |  | 0
7.4.15 | Metal gutter | LM | 12 |  | 0
| Total Carried to Bill Summary |  |  |  | 0
7.5 | ELEMENT NO. 5 : WINDOWS
Extruded anodised aluminium sliding frame 80x50mm mosquito netting and fabricated aluminium burglar proof grill with 6mm thick glass with blue anti-glare film.
7.5.1 | Overall size 1500 x1500mm high | No. | 7 |  | 0
| Overall size 2000 x1500mm high | No. | 2 |  | 0
7.5.2 | Precast concrete window cill size 260 x 50mm Thick sunk - weathered and throated and bedded and jointed in cement sand mortar | lm | 15 |  | 0
| Total Carried to Bill Sumary |  |  |  | 0
ITEM | DESCRIPTION | UNIT | QTY | RATE | TOTAL
7.6 | ELEMENT NO. 6: DOORS
Internal Doors
7.6.1 | 45 mm thick solid steel panelled double door overall size 1200mm * 2400mm high with and including 150*50 mm steel frame, 3 pairs heavy duty brass butt hinges and 5 lever UNION ribitted door lock | No. | 1 |  | 0
| External Doors |  |  |  | 0
7.6.2 | 45 mm thick solid steel panelled double door overall size 1200mm * 2400mm high with and including 150*50 mm steel frame, 3 pairs heavy duty brass butt hinges and 5 lever UNION ribitted door lock | No. | 2 |  | 0
| Page Total Carried to Bill Summary | $ |  |  | 0
7.7 | ELEMENT NO. 7 : FINISHES |  |  |  | 0
| Floor Finishes |  |  |  | 0
| Cement and sand (1:3) screeds, backings, beds etc |  |  |  | 0
7.7.1 | 25mm Thick cement/sand (1:4) screed to receive Ceramic |  |  |  | 0
| floor tiles (measured separately) | SM | 54 |  | 0
| Lightweight water proofed screeds and plaster |  |  |  | 0
| Non-slip 300x300mm ceramic Tiles from approved supplier fixed |  |  |  | 0
| with approved tile adhesive: |  |  |  | 0
| jointed and pointed in approved grout. |  |  |  | 0
7.7.2 | Floor tiles | m2 | 54 |  | 0
| Skirtings; |  |  |  | 0
7.7.3 | 100mm wide with rounded junction with wall finish and coved junction with floor finish | lm | 42 |  | 0
| Wall Finish |  |  |  | 0
| Plastered surfaces |  |  |  | 0
7.7.4 | Internal Lime Plaster | sm | 160 |  | 0
7.7.5 | 15 mm cement and sand (1:3) External cement sand rendering | sm | 160 |  | 0
| Glazed tiles |  |  |  | 0
7.7.6 | 6 mm glazed wall tiles fixed to plastered surfaces with approved adhesive to a height of 1200 mm in kitchen areas above counter top | sm | 84 |  | 0
| Painting |  |  |  | 0
| Fill uneven surfaces with stucco filler to approval and apply two coats soft white external textured paint to: |  |  |  | 0
7.7.7 | Plastered and rendered surfaces | sm | 236 |  | 0
| Prepare and apply two undercoats of brilliant white emulsion paint (RAL Code 9001) and two finishing coats of first quality brilliant white Silk Vinyl emulsion paint (RAL Code 9001) to;- |  |  |  | 0
7.7.8 | Plastered surfaces internally and externally | sm | 236 |  | 0
| Tota Carried to Bill Summary |  |  |  | 0
ITEM | DESCRIPTION | UNIT | QTY |  | TOTAL
7.8 | BILL NO. 8 SHLEVES AND WORKTOPS
7.8.1 | Construct 200mm thick 800mm high massonry walls forkitchen platfor support | SM | 4.8 |  | 0
7.8.2 | Concrete class 20 in 50mm thick plinth and work top | SM | 12 |  | 0
7.8.3 | No. A 142 Fabric mesh reinforcement weighing 2.22 kg per metre square fixed in slab | SM | 12 |  | 0
7.8.4 | Formwork to of slab | SM | 12 |  | 0
7.8.5 | Formwork to edge of slab. 50mm high | LM | 50 |  | 0
7.8.6 | Plaster to soffit of slab and bottom | SM | 12 |  | 0
7.8.7 | Ceramic tiles to worktop including screed | SM | 12 |  | 0
7.8.8 | Veneered mahogany 20mm thick in cupboard doors, divisions and shelves | SM | 16 |  | 0
7.8.9 | Malpa Hinges | Pairs | 25 |  | 0
7.8.10 | Allow for fitting sink to worktop | Item | Sum |  | 0
7.8.11 | Supply and apply three coats of gloss paint as finish
7.8.12 | Total: Work tops and Bottom Cabinets | SM | 16 |  | 0
Over head Cabinets
7.8.13 | MDF for bearers, support cupboard doors and division and shelves nailed and hang as per the drawings | SM | 30 |  | 0
7.8.14 | Supply and fix malpa hinges | Pairs | 15 |  | 0
7.8.15 | Supply and apply three coats of gloss paint as finish | SM | 30 |  | 0
0
| Plumbing Fittings |  |  |  | 0
Kitchen sink
7.8.16 | Supply and Install double bowl double drainer stainless steel kitchen sink size 1200 x 1200 with EACH bowl size 400 x 340 x 150mm complete with 1 No. Bricon kitchen mixer and tap 40mm waste outlet chain and plug, overflow, 40mmtubular 'P' trap No. WF 8491XX and all required plumbing connections. Sink to be as "ASL"or equal and approved. The sink to be in heavy duty sheet. | NO | 2 |  | 0
| Total: Plumbing Fittings |  |  |  | 0
| Page Total Carried to Bill Summary |  |  |  | 0
ITEM | DESCRIPTION | UNIT | QTY |  | TOTAL
7.9 | ELEMENT NO. 9 : PLUMBING INSTALLATIONS
PIPING
Supply, deliver and install pipes, tubing and fittings as described and shown on the drawings. The pipes shall be PPR PN 20 pipes and all conforming to the current European standards for PPR installations and o the Engineers approval, pipe jointing shall be by polyfusion or use of electric coupling and to manufacturer's printed instructions. Rates must allow for all Metal/plastic threaded adaptors where required, valves, unions, sockets, sliding and fixed joints, support raceways, isolating sheaths, elastic material, expansion arms and bends, crossovers, couplings,clippings, connectors, joints and for the connection of sanitary fixtures etc.as required in the running lengths of pipework and also where necessary, for pipe fixing clips, holder bats plugged and screwed for the proper and satisfactory functioning of the system. The pipes will be pressure tested before the plastering of wall commences and as per the manufacturers recommended testing procedures. The sizes indicated are the minimum bore sizes.
7.9.1 | Supply and install heavy duty PPR pipes including all connections | LS | 1 |  | 0
7.11 | Fire Fighting Services
Supply and Install
7.11.1 | 4.5 Litres discharge controlled type carbon dioxide gas portable fire extinguisher manufactured to BS 5423 with normal charge | NO | 2 |  | 0
7.11.2 | 9Kg dry powder multi-purposed fire class A, B and C as manufactured by Angus Fire Armour ABC multipurpose model AP 9K or equal and approved | NO | 2 |  | 0
| Total Carried to Bill Summary |  |  |  | 0
ITEM | DESCRIPTION | UNIT | QTY |  | TOTAL
7.12 | ELEMENT NO. 10 : ELECTRICAL INSTALLATIONS |  |  |  | 0
| Lighting Fittings |  |  |  | 0
| Supply and install following lighting fixtures with all accessories as per the specifications and drawings and complete with lamp fitting and accessories of Engineer or approved make. |  |  |  | 0
7.12.1 | Type 4S - 4x18w surface mount flourescent light fitting as |  |  |  | 0
| Phillips or equivalent | No. | 2 |  | 0
7.12.2 | Type W1 - 1x36w Surface mounted waterproof polycarbonate flourescent light fitting | No. | 8 |  | 0
7.12.3 | 150W LED floodlight | No. | 4 |  | 0
Switches
7.12.4 | 5 Amps one gang one way switch | No | 2 |  | 0
7.12.5 | 5 Amps two gang one way switch | No | 2 |  | 0
| Socket outlets |  |  |  | 0
| Supply and installation of fused shuttered switched socket outlet to comply with relevant BS standard (Clipsal, Orange, Crabtree/ Tenby/ABB or equivalent). Wiring (including supply of earth wire and all ther material required) of above socket outlet using approved type 2.5mm² PVC/PVC copper cable and 2.5mm² earth wire drawn through securely fixed concealed PVC conduit in a ring circuit |  |  |  | 0
| Socket outlet points |  |  |  | 0
7.12.6 | 13 A twin sockets outlet | No | 6 |  | 0
Cables, Cable pathways and Conduits
Supply, install, test and commission 450/750 volts 6491X cables with all required accessories for proper installation and operation including conduits, pipes( each cable in separate conduit or pipe), cable lugs, ties... etc. as shown on drawing, as per the preamble, the specifications and supervision engineer's requirements.
7.12.7 | Supply, install and connect complete 1.5 sq. mm colour-coded SC cables to lighting points drawn in Concealed /surface 20mm HG PVC conduits, complete with draw boxes, switch boxes and other necessary accessories. | M | 55 |  | 0
| Supply and install two compartment floor recessed metallic electrical |  |  |  | 0
| floor box with flap cover complete with lifting handle, cable cable flaps, |  |  |  | 0
7.12.8 | as Crabtree Britmac or equal and approved | No. | 1 |  | 0
7.12.9 | Allow for structured cabling with network points as described neatly concealed in 4x2" metal trunking | LS | 1 |  | 0
| Page Total Carried |  |  |  | 0
ITEM | DESCRIPTION | UNIT | QTY |  | TOTAL
| Total brought Forward |  |  |  | 0
7.13 | SECTION 13: KITCHEN
HVAC
Supply, Deliver, Install, Test and Commission the following AC indoor units including with all accessories including all connections as described.
7.13.1 | Wall mounted unit of cooling capacity: 12.3kW with inbuilt drain pump, power input: 0.15kW, single phase, Refrigerant R-410A complete with all hanging accessories, remote control, filter chamber, drain pump kit, suction canvas, ceiling panel, wiring from DP switch to fan coil unit, fabricated steel mounting brackets, steel frames and raw bolts, anti-vibration mountings. DP switch to be positioned next to the in door unit. The indoor unit shall be to Daikin/Toshiba/LG make or approved equivalent. | No. | 3 |  | 0
| Ttoal Carried to Bill Summary |  |  |  | 0
BILL NO. 7: KITCHEN
| ELEMENT NO. 1 : SUB-STRUCTURES (all provisional) |  |  |  | 0
| ELEMENT NO. 2: REINFORCED CONCRETE |  |  |  | 0
| ELEMENT NO. 3: WALLING |  |  |  | 0
| ELEMENT NO. 4 : ROOFING |  |  |  | 0
| ELEMENT NO. 5 : WINDOWS |  |  |  | 0
| ELEMENT NO. 6: DOORS |  |  |  | 0
| ELEMENT NO. 7 : FINISHES |  |  |  | 0
| BILL NO. 8 SHLEVES AND WORKTOPS |  |  |  | 0
| ELEMENT NO. 9 : PLUMBING INSTALLATIONS |  |  |  | 0
| ELEMENT NO. 10 : ELECTRICAL INSTALLATIONS |  |  |  | 0
| TOTAL CARRIED TO MAIN SUMMARY |  |  |  | 0
| TOTAL CARRIED TO GRAND SUMMARY |  |  |  | 0

## 8 DINING
ITEM | DESCRIPTION | UNIT | QTY | RATE | TOTAL
PROPOSED WOMEN TRANSITION CENTER - KISMAYU
8 | BILL NO. 8 - DINING
8.1 | BILL NO. 1 : SUB-STRUCTURES (all provisional)
8.1.1 | Clear site of all bushes and debris. Grab up roots and burn the arisings | SM | 125 |  | 0
8.1.2 | Excavate over site 200 mm deep to remove vegetable soil and cart away to spoil heap where directed on site | SM | 125 |  | 0
8.1.3 | Excavate 600mm deep for solid block foundation by 400mm wide | m3 | 11 |  | 0
8.1.4 | Excavate for columns bases, 1000 x 1000 x 1200 deep | m3 | 10 |  | 0
Hardcore or other approved filling, as described
8.1.5 | 300mm thick approved hardcore filling compacted and laid in layers not exceeding 150 mm thick | SM | 125 |  | 0
8.1.6 | 50mm thick Quarry dust blinding to surfaces of hardcore :rolled smooth to receive polytheen sheeting (m.s) | SM | 125 |  | 0
| Anti-termite treatment |  |  |  | 0
8.1.7 | Gladiator or equal and approved chemical anti-termite treatment, executed complete by an approved specialist under a ten-year guarantee, to surfaces of blinding | SM | 125 |  | 0
| Damp-proof membrane |  |  |  | 0
8.1.8 | 1000 gauge polythene or other equal and approved damp-proof membrane, laid over blinded hardcore (m.s) with 300mm side and end laps (measured nett-allow for laps) | SM | 125 |  | 0
| Formwork |  |  |  | 0
8.1.9 | To the edges of ground slabs 100 - 200mm wide | LM | 25 |  | 0
| Reinforcement |  |  |  | 0
High yield square twisted reinforcement bars to B.S 4461 in strip foundation, foundation beam and foundation columns and bases
Strip Foundation
8.1.11 | 8mm bars | Kg | 70 |  | 0
8.1.12 | 12mm bars | Kg | 145 |  | 0
Ground Beam
8.1.13 | 8mm bars | kg | 200 |  | 0
8.1.14 | 12mm bars | kg | 200 |  | 0
Column Bases and Foundation Columns
8.1.16 | 8mm bars | Kg | 50 |  | 0
8.1.18 | 12mm bars | Kg | 250 |  | 0
BRC Mesh
8.1.19 | Mesh reinforcement reference A142 weighing 2.22kg/m2 in ground slabs | m2 | 125 |  | 0
Concrete Works
8.1.20 | 150 mm Ground floor slab | m3 | 18.75 |  | 0
8.1.21 | Strip Foundation | m3 | 16.35 |  | 0
8.1.22 | Ground floor beam | m3 | 16.35 |  | 0
| SUBSTRUCTURE TOTAL CARRIED TO BILL SUMMARY |  |  |  | 0
ITEM | DESCRIPTION | UNIT | QTY | RATE | TOTAL
8.2 | ELEMENT NO. 2: SUPER STRUCTURE CONCRETE
Reinforced concrete class 25, as described in:-
8.2.1 | Beams, columns and roof slabs | CM | 44.382 |  | 0
Reinforcement, as described (PROVISIONAL)
High yield square twisted reinforcement to BS 4461
8.2.2 | 8mm ditto | Kg | 600 |  | 0
8.2.3 | 12mm ditto | Kg | 1225 |  | 0
Sawn formwork, as described, to:-
8.2.4 | Sides and soffits of beams and floor sab | SM | 325 |  | 0
| Superstructure concrete Carried to Bill No. 2 Summary |  |  |  | 0
8.3 | ELEMENT NO. 3 SUPERSTRUCTURE WALLING
Hollow block walling
200x400mm Hollow block stone walling bedded and jointed in
cement and sand (1:4) mortar, reinforcement with and
including 25mm wide x 20 gauge hoop iron at every
alternate course as described in:
8.3.1 | 400mm thick walling externally 3m high | SM | 150 |  | 0
8.3.2 | 200mm thick walling internally 3m high | SM | 30 |  | 0
8.3.3 | Damp-proof courses, as described, to walls
8.3.4 | 200mm wide | LM | 60 |  | 0
| Total for Superstructure Walling Carried to Bill No. 2 Summary |  |  |  | 0
8.4 | BILL NO. 4: ROOF
SAWN TREATED CYPRESS, Grade S50, pressure impregnated (Provisional)
8.4.1 | LT5 profile gauge 28 prepainted roofing sheets fixed to timber purlins | SM | 175 |  | 0
8.4.2 | 100 x 50 mm as trussed rafters, joists and struts | LM | 125 |  | 0
8.4.3 | 75x50mm purlins | LM | 108 |  | 0
8.4.4 | 50 x 150 mm Hip rafters | LM | 70 |  | 0
8.4.4 | Ditto, wall plate | LM | 50 |  | 0
8.4.6 | 25 x 150mm splice plates | LM | 20 |  | 0
8.4.7 | 25 x 200mm Ridge board | LM | 6 |  | 0
Boarding
8.4.4 | Supply and fix soft board as eaves and including 50 x 50 mm cypress brandering at 600mm c/c both ways | SM | 24 |  | 0
8.4.9 | Prepare and apply 3 coats emulsion paint to soft board ceilings | SM | 24 |  | 0
8.4.10 | 32 x 250 mm Fascia board fixed to rafters | LM | 43 |  | 0
| Roof Subtotal Carried to Forward |  |  |  | 0
ITEM | DESCRIPTION | UNIT | QTY | RATE | TOTAL
PROPOSED WOMEN TRANSITION CENTER - KISMAYU
3 | BILL NO. 8 - DINING
| Carried forward from Previous Page |  |  |  | 0
Rainwater disposal
8.4.11 | 150x150mm 24gauge galvanized mild steel box gutter with galvanized steel brackets at 600mm centers | LM | 43 |  | 0
Fixed to fascia board (ms)
8.4.12 | Ditto, 100mm diameter down pipe fixed with brackets to wall at 1000mm maximum centers | LM | 12 |  | 0
8.4.12 | Extra over ditto for 600mm swanneck projection | NO | 4 |  | 0
8.1.14 | Ditto shoe | NO | 4 |  | 0
8.4.15 | Knot, prime, stop and apply 3 coats oil paint externally to:
8.4.16 | Metal gutter | LM | 43 |  | 0
8.4.17 | Prepare and apply bituminous paint to inside of gutter | LM | 43 |  | 0
| Roof Total Carried Forward to Bill Summary |  |  |  | 0
0
8.5 | BILL NO. 5 : DOORS |  |  |  | 0
8.5.1 | Solid hardwood panel double door 45mm thick overall size 1.8x2100mm (both faces panelled) | NO | 1 |  | 0
| Solid hardwood panel door 45mm thick overall size 900x2100mm (both faces panelled) | No. | 2 |  | 0
8.5.2 | Wrought hardwood door frames and finishing EX 50x150mm rebated and chamfered to detail | LM | 20 |  | 0
8.5.3 | 20mm quadrant plugged | LM | 40 |  | 0
8.5.5 | Ditto but for architraves | LM | 40 |  | 0
Ironmongery
8.5.5 | Supply and fix the following to UNION or other equal and approved including matching screws
8.5.6 | 3-lever mortice lock with brass handles | NO | 3 |  | 0
8.5.7 | 100x75mm heavy duty brass butt hinges | PRS | 6 |  | 0
8.5.8 | Black rubber floor mounted doorstop | NO | 4 |  | 0
Painting and Decoration
8.5.9 | Knot, prime, stop and apply 3 coats polyurethane clear varnish to all timber surfaces above. | Item | Sum |  | 0
| Door Total Carried Forward to Bill Summary |  |  |  | 0
8.6 | BILL NO. 6 : WINDOWS
8.6.1 | Supply and fix anodised aluminium windows complete with glazing, and burglar proof, 1.4 x 1.4m high | No | 8 |  | 0
| Window Total Carried To Bill Summary |  |  |  | 0
ITEM | DESCRIPTION | UNIT | QTY | RATE | TOTAL
8.7 | ELEMENT NO 7: FINISHES
15 mm cement and sand (1:3) render, finished with
woodfloat to:-
8.7.1 | Concrete or masonry surfaces externally | SM | 150 |  | 0
12mm (minimum) two coat lime plaster as described to
8.7.2 | Concrete or masonry surfaces internally, ie beams and slab | SM | 350 |  | 0
Floor Finishes
Cement and sand (1:3) screeds, backings, beds etc
8.7.3 | 40mm finished floor screed steel troweled finish | SM | 125 |  | 0
8.7.4 | Ditto : Skirting | LM | 120 |  | 0
8.7.5 | Ditto but to the corridor | SM | 21 |  | 0
Painting and decorating
Prepare and apply three coats first quality emulsion
paint on:-
8.7.6 | Plastered walls externally | SM | 150 |  | 0
Prepare and apply three coats first quality silk vinyl
emulsion paint on:-
8.7.7 | Plastered concrete surfaces internally | SM | 350 |  | 0
| Finishes Total Carried to Bill Summary |  |  |  | 0
8.8 | BILL NO. 8 : LIGHTING & POWER FITTINGS |  |  |  | 0
BILL NO. 8 - DINING
| Supply and install following lighting fixtures with all accessories as per the specifications and drawings and complete with lamp fitting and accessories of Engineer or approved make. |  |  |  | 0
8.8.1 | 1200mm Energy saving flourescent tube lighting | No. | 9 |  | 0
| Switches |  |  |  | 0
8.8.2 | 5 Amps one gang one way switch | No | 4 |  | 0
| Socket outlets |  |  |  | 0
| Supply and installation of fused shuttered switched socket outlet to comply with relevant BS standard (Clipsal, Orange, Crabtree/ Tenby/ABB or equivalent). Wiring (including supply of earth wire and all other material required) of above socket outlet using approved type 2.5mm² PVC/PVC copper cable and 2.5mm² earth wire drawn through securely fixed concealed PVC conduit in a ring circuit. |  |  |  | 0
| Socket outlet points |  |  |  | 0
8.8.3 | 13 A twin sockets outlet | No | 6 |  | 0
ITEM | DESCRIPTION | UNIT | QTY | RATE | TOTAL
| Final circuit Wiring |  |  |  | 0
| Wiring and installation (including supply of all materials) of the light points using approved type PVC insulated PVC sheathed 1.5 mm² copper cables and 2.5mm² earth cable drawn through securely fixed concealed PVC conduit, to the walls and slab surfacesSocket outlet points |  |  |  | 0
8.7.4 | Lighting points | M | 50 |  | 0
| Total for Lighting and Power Fittings carried to Bill Summary |  |  |  | 0
8.9 | BILL NO. 9: FANS and AC
| Supply and install following overhead electrical fans with all accessories prices must include all materials, installation, testing and commisioning |  |  |  | 0
8.9.1 | 3 speed box fan with 20 inch blades | Nr. | 3 |  | 0
HVAC
Supply, Deliver, Install, Test and Commission the following AC indoor units including with all accessories including all connections as described.
| Wall mounted unit of cooling capacity: 12.3kW with inbuilt drain pump, power input: 0.15kW, single phase, Refrigerant R-410A complete with all hanging accessories, remote control, filter chamber, drain pump kit, suction canvas, ceiling panel, wiring from DP switch to fan coil unit, fabricated steel mounting brackets, steel frames and raw bolts, anti-vibration mountings. DP switch to be positioned next to the in door unit. The indoor unit shall be to Daikin/Toshiba/LG make or approved equivalent. | No. | 3 |  | 0
| Total for Fans and AC Carried to Bill Summary |  |  |  | 0
8.9 | BILL NO. 9: POWER SUPPLY AND CONNECTION
8.9.1 | Provisional Sum of 250 USD for connecting power Supply and for connecting electricity to each unit and for any other power related items indavertently omitted. | Item | Sum
BILL NO. 8 SUMMARY: DINING
| ELEMENT NO. 1 : SUB-STRUCTURES (all provisional) |  |  |  | 0
| ELEMENT NO. 2: SUPER STRUCTURE CONCRETE |  |  |  | 0
| ELEMENT NO. 3 SUPERSTRUCTURE WALLING |  |  |  | 0
| BILL NO. 4: ROOF |  |  |  | 0
| BILL NO. 5 : DOORS |  |  |  | 0
| BILL NO. 6 : WINDOWS |  |  |  | 0
| ELEMENT NO 7: FINISHES |  |  |  | 0
| BILL NO. 8 : LIGHTING & POWER FITTINGS |  |  |  | 0
| BILL NO. 9: FANS and AC |  |  |  | 0
| BILL NO. 10: POWER SUPPLY AND CONNECTION |  |  |  | 0
| TOTAL CARRIED TO MAIN SUMMARY |  |  |  | 0

## 9 4No. Watch Towers
ITEM | DESCRIPTION | UNIT | QNTY | RATE | AMT US$
PROPOSED WOMEN TRANSITION CENTER - KISMAYU
9 | SECTION 9: WATCH TOWERS
BILL NO. 1; EXCAVATION
9.1 | Excavate trench for foundation not exceeding
| 1.50 meters deep, starting from stripped levels | CM | 6 |  | 0
Disposal of excavated materials
9.2 | Cart away surplus excavated material | CM | 2 |  | 0
9.3 | Return fill and compact selected excavated materials around foundations | CM | 3 |  | 0
| Carried to Collection |  |  |  | 0
BILL NO. 2 : REINFORCED CONCRETE FRAME
Insitu concrete ; reinforced;class 20/(20mm): vibrated
9.4 | Construction of RCC beams of the floor and Collumn bases roof slab 0.2mx0.2mx8x2
| Assorted steel bars 4 No 12Ǿ at spacing of staff 200mm@Cc | CM | 1 |  | 0
9.5 | Construction of RCC columns with dimensions 0.4mx0.4mx7m
| Assorted steel bars for column footing both directions @ 16Ǿ spacing 200mm Cc | CM | 2 |  | 0
9.6 | RCC mat foundation trench and RCCA footings columns assorted steel bars for
| footing both directions 12diam specing 250mm@c-c | CM | 2 |  | 0
9.7 | Construction of RCC floor and roof slab for guard tower 2mx2mx0.2m
| steel bars of the floor& roof slab both X-direction | CM | 1 |  | 0
Reinforcement( all provisional)
Bars; high yield steel; cold worked to B.S. 4461 including bends, hooks, tying wire and distance blocks of assorted diameter
9.8 | Assorted bars | Kg | 200 |  | 0
In-situ concrete
Mass concrete( 1.3.6/38-38mm aggregate)
9.9 | 50mm thick mass concrete class Q(1:3:6) to bottoms of columns bases | SM | 2 |  | 0
Sawn formwork to insitu concrete as described:-
9.1 | to sides of suspended Slabs | SM | 16 |  | 0
9.11 | Ditto: sides of Columns bases | SM | 5 |  | 0
9.12 | Ditto: Beams | SM | 2.5 |  | 0
9.13 | To sides of the wall | SM | 6.5 |  | 0
9.14 | Toside of columns | SM | 40 |  | 0
| Carried to Collection |  |  |  | 0
ITEM | DESCRIPTION | UNIT | QNTY | RATE | AMT US$
BILL NO.3: WALLING
200mm thick reinforced concrete walling cast
cement and sand -aggregate (1:2:4) mortar, reinforcement with 12mm diam re bars
alternate course as described in:
9.15 | 200mm thick Reinforced concrete Retaining Wall
| at height of 1.4m class Q (1:3:6) at the top of Slab | CM | 2 |  | 0
9.16 | Assorted reinforcement bars | KG | 150 |  | 0
| Carried to Collection |  |  |  | 0
BILL NO. 4 FINISHES
Wall finishes
| Plaster; 12mm thick 2 No. coatwork, generally to: - |  |  |  | 0
9mm first coat of cement sand (1:6); 3mm
second coat of cement and lime putty (1:10);
steel trowelled toconcrete or blockwork base
9.17 | Walls, and Columns | SM | 20 |  | 0
Painting and decorations
Prepare and apply three coats of first
quality silk vinyl paint to: -
9.18 | Plastered surfaces | SM | 20 |  | 0
Floor finishes
Beds or Backings
Screed; cement and sand (1:3)
9.19 | 40mm thick one coat backings; wood floated | SM | 4 |  | 0
to concrete base; smooth trowelled in red-oxide;
to floors level; internal
| Carried to Collection |  |  |  | 0
BILL NO. 5: STEEL LADDER
9.2 | Supply and Provide 3m and 500mm wide Vertical
| ladder with railings on both sides to access | NO | 1 |  | 0
the Observation Post
| Carried to Collection |  |  |  | 0
BILL NO. 6: LIGHTING
9.21 | Supply all materials and mount 4 LED 150W floodlights
| on either side of the towers | No. | 4 |  | 0
| Carried to Collection |  |  |  | 0
MAIN SUMMARY
SUMMARY BILL NO. 9 - WATCH TOWER
| ELEMENT No. |  | PAGE |  | AMOUNT
| 1 |  | 2/8 |  | 0
| 2 |  | 3/8 |  | 0
| 3 |  | 4/8 |  | 0
| 4 |  | 5/8 |  | 0
| 5 |  | 6/8 |  | 0
| 6 |  | 8/8 |  | 0
| Total |  |  |  | 0
| Total for 4 No. Guard Towers |  |  |  | 0

## 10. Septic Tank
Item | Description | Unit | Qty | RATE | Total Cost
PROPOSED WOMEN TRANSITION CENTER - KISMAYU
10 | SECTION 10: SEPTIC TANK
10 | TOILET PIT
Excavations including maintaining and supporting sides
and keeping free from water, mud and fallen material
10.1 | Stripping of surface and excavation for latrine pit in soft soil up to depth of | CM | 26 |  | 0
approximately 1.8m; pit dimensions: 2m width x 4m length
10.2 | Excavation for latrine pit in hard rock at a depth approximately starting at 1.8 M | CM | 14 |  | 0
Reinforced concrete class 25,
10.3 | 130mm thick vibrated reinforced concrete for bottom slab (concrete class 20) | CM | 2 |  | 0
Reinforcement, as described (PROVISIONAL)
High yield square twisted reinforcement to BS 4461
10.4 | 10mm high tensile square twisted bars; cold worked; BS4461 including bends, hooks, tying wire, distance blocks and spacers for bottom slab; Y10@ 200mm c/c . | KG | 130 |  | 0
10.5 | Supply and fix sawn formwork to sides of bottom slab | LM | 14 |  | 0
200x400mm block walling bedded and jointed in
cement and sand (1:4) mortar, reinforcement with and
including 25mm wide x 20 gauge hoop iron at every
alternate course as described in:
10.6 | Sub-Structure walling | SM | 40 |  | 0
| Page Total Carried Forward |  |  |  | 0
Item | Description | Unit | Qty | RATE | Total Cost
| Page Total Brought Forward |  |  |  | 0
Cement and sand (1:3) screeds, backings, beds etc
10.7 | 13mm thick two coat cement sand (1:3) plaster trowelled smooth and comprising 12mm backing and 3mm finishing coat for internal walls. | SM | 40 |  | 0
Reinforced concrete class 25,
10.8 | Supply all materials and cast a 125mm thick vibrated reinforced | CM | 2 |  | 0
concrete slab, mix1:2:4 or class 20/20. Top slab dimensions 2.5m x 5.0m
Reinforcement, as described (PROVISIONAL)
High yield square twisted reinforcement to BS 4461
10.9 | 10mm high tensile square twisted bars; cold worked; BS4461 | KG | 65 |  | 0
including bends, hooks, tying wire, distance blocks and spacers for
top slab; Y10@ 200mm c/c .
10.1 | Supply and fix sawn formwork to sides of bottom slab | LM | 14 |  | 0
10.11 | Supply and fix sawn formwork beneath the slab | SM | 14 |  | 0
10.12 | Manhole frame and covers | Pcs. | 2 |  | 0
10.13 | Tank piping, fittings and accessories which includes among others ring bearers anchored in the wall and a 2.5 m heigh 4'' vent pipe with rain cower and fly net | Item | 1 |  | 0
10.14 | 4" brown sewer pipes with accessories laid with 1% slope in trench of 0.5 to 0.8 m depth | LM | 12 |  | 0
Reinforced concrete class 25,
10.15 | Supply all materials and cast R.C. buffer beam, 100mm wide x 450mm deep, concrete class 20 | CM | 0.3 |  | 0
10.16 | 12mm high tensile square twisted bars; cold worked; BS4461 including bends, hooks, tying wire, distance blocks and spacers for ring beam reinforcement, 4Y12 | KG | 22 |  | 0
0
| TOTAL SEPTIC TANK CARRIED TO GRAND SUMMARY |  |  |  | 0

## 11. Staff Toilets
ITEM | DESCRIPTION | UNIT | QTY | RATE | TOTAL
PROPOSED WOMEN TRANSITION CENTER - KISMAYU
11 | SECTION 11: STAFF TOILETS
11.1 | BILL NO. 1 : SUB-STRUCTURES (all provisional)
11.1.1 | Clear site of all bushes and debris burn the arising | SM | 22.4 |  | 0
11.1.2 | Excavate over site 200 mm deep to remove vegetable soil and cart away to spoil heap where directed on site | SM | 22.4 |  | 0
11.1.3 | Excavate 500mm deep for hollow block foundation by 400mm wide | CM | 5 |  | 0
11.1.4 | Construct of 200mm thick hollow block foundation 600mm high | SM | 14 |  | 0
Hard-core or other approved filling, as described
11.1.5 | 300mm thick approved hard-core filling compacted and laid in layers not exceeding 150 mm thick | SM | 22.4 |  | 0
11.1.6 | 50mm thick Quarry dust blinding to surfaces of hard-core :rolled smooth to receive polytheen sheeting (m.s) | SM | 22.4 |  | 0
| Anti-termite treatment |  |  |  | 0
11.1.7 | Gladiator or equal and approved chemical anti-termite treatment, executed complete by an approved specialist under a ten-year guarantee, to surfaces of blinding | SM | 22.4 |  | 0
| Damp-proof membrane |  |  |  | 0
11.1.8 | 1000 gauge polythene or other equal and approved damp-proof membrane, laid over blinded hard-core (m.s) with 300mm side and end laps (measured nett-allow for laps) | SM | 22.4 |  | 0
| Formwork |  |  |  | 0
11.1.9 | To the edges of ground slabs 100 - 200mm wide | lm | 44 |  | 0
| Reinforcement |  |  |  | 0
11.1.10 | Mesh reinforcement reference A142 weighing 2.22kg/m2 in ground slabs | SM | 22.4 |  | 0
Concrete Works
| Insitu concrete class 25/20 , vibrated and reinforced as described, in:- |  |  |  | 0
11.1.11 | 150 mm Ground floor slab | CM | 4 |  | 0
Floor Finish
| Cement and sand (1:3) screeds |  |  |  | 0
11.1.12 | 25mm Thick cement/sand (1:4) screed steel trowelled | SM | 22.4 |  | 0
| Total for Substructure Carried to Summary |  |  |  | 0
ITEM | DESCRIPTION | UNIT | QTY | RATE | TOTAL
11.2 | ELEMENT NO. 2: SUPER STRUCTURE CONCRETE
Reinforced concrete class 25, as described in:-
11.2.1 | Ring Beam | CM | 2 |  | 0
Reinforcement, as described (PROVISIONAL)
High yield square twisted reinforcement to BS 4461
11.2.2 | 8mm ditto | Kg | 45 |  | 0
11.2.3 | 12mm ditto | Kg | 100 |  | 0
Sawn formwork, as described, to:-
11.2.4 | Sides and soffits of beams | SM | 25 |  | 0
| Superstructure concrete Carried to Bill No. 2 Summary |  |  |  | 0
11.3 | ELEMENT NO. 3 SUPERSTRUCTURE WALLING
Hollow block walling
200x200mm Hollow block stone walling bedded and jointed in
cement and sand (1:4) mortar, reinforcement with and
including 25mm wide x 20 gauge hoop iron at every
alternate course as described in:
11.3.1 | 200mm thick walling externally 3m high | SM | 70 |  | 0
11.3.2 | 200mm thick walling internally 3m high | SM | 30 |  | 0
11.3.3 | Extra over for Louvered vents, 5mx3m at the buffer wall | SM | 15 |  | 0
11.3.3 | Damp-proof courses, as described, to walls
11.3.4 | 200mm wide | LM | 30.4 |  | 0
| Total for Superstructure Walling Carried to Bill No. 2 Summary |  |  |  | 0
11.4 | ELEMENT NO. 4: ROOF
SAWN TREATED CYPRESS, Grade S50, pressure impregnated (Provisional)
11.4.1 | LT5 profile gauge 28 prepainted roofing sheets fixed to timber purlins | SM | 32 |  | 0
11.4.2 | 75 x 50 mm as truss external members | LM | 100 |  | 0
11.4.3 | 50x50mm purlins | LM | 68 |  | 0
11.4.4 | Ditto, wall plate | LM | 34 |  | 0
11.4.5 | 25 x 150mm splice plates | LM | 14 |  | 0
11.4.6 | 50 x 200mm Ridge board | LM | 17 |  | 0
Boarding
11.4.7 | WROT CYPRESS, Prime Grade
11.4.8 | 25x50mm tongued and grooved boarding to eaves | SM | 20 |  | 0
11.4.9 | 32 x 250 mm Fascia board fixed to rafters | LM | 42 |  | 0
ITEM | DESCRIPTION | UNIT | QTY | RATE | TOTAL
Painting and decorating
11.4.10 | Knot, prime, stop and apply 3 coats polyurethane varnish to eaves boarding | SM | 20 |  | 0
11.4.11 | Ditto but 3 coats gloss oil paint to fascia board 100-200mm girth | LM | 42 |  | 0
Fixed to fascia board (ms)
11.4.12 | Ditto, 100mm diameter down pipe fixed with brackets to wall at 1000mm maximum centers | LM | 6 |  | 0
| Total for Roof Carried to Bill Summary |  |  |  | 0
11.5 | ELEMENT NO. 5: DOORS AND WINDOWS |  |  |  | 0
11.5.58 | Solid T&G door complete with latch and all necessary hinges | NO | 8 |  | 0
Painting and Decoration
11.5.36 | Knot, prime, stop and apply 3 coats polyurethane clear varnish to all timber surfaces above. | Item | Sum |  | 0
Windows
11.5.37 | Fubricate and fix T 12 steel bars ventilation, 300mm x 600m high | No | 6 |  | 0
| Total For Roof Carried to Bill Summary |  |  |  | 0
11.6 | ELEMENT NO. 6: FINISHES |  |  |  | 0
Floor Finishes
| Cement and sand (1:3) screed, backing, beds etc. |  |  |  | 0
11.6.1 | 20mm bed finished to receive Non-slip ceramic floor tiles (m.s) | SM | 22.4 |  | 0
| Non-slip ceramic floor tile |  |  |  | 0
11.6.2 | 300X300 x 8 mm thick coloured Ceramic Tiles laid to pattern and shape | SM | 22.4 |  | 0
Wall Finishes
15 mm cement and sand (1:3) render, finished with
woodfloat to:-
11.6.3 | Concrete or masonry surfaces externally | SM | 70 |  | 0
12mm (minimum) two coat lime plaster as described to
11.6.4 | Concrete beam and masonry surfaces internally | SM | 150 |  | 0
| Total Carried to Summary |  |  |  | 0
ITEM | DESCRIPTION | UNIT | QTY | RATE | TOTAL
11.7 | BILL NO. 7: ELECTRICAL INSTALLATIONS AND SERVICES
0
| Lighting Fittings |  |  |  | 0
| Supply and install following lighting fixtures with all accessories as per the specifications and drawings and complete with lamp fitting and accessories of Engineer or approved make. |  |  |  | 0
11.7.1 | 1200mm Energy saving lights | No. | 6 |  | 0
| Switches |  |  |  | 0
11.7.2 | 5 Amps one gang one way switch | No | 6 |  | 0
| Socket outlets |  |  |  | 0
| Final circuit Wiring |  |  |  | 0
| Wiring and installation (including supply of all materials) of the light points using approved type PVC insulated PVC sheathed 1.5 mm² copper cables and 2.5mm² earth cable drawn through securely fixed concealed PVC conduit, to the walls and slab surfaces Socket outlet points |  |  |  | 0
11.7.3 | Lighting points | M | 80 |  | 0
| Supply and install following overhead electrical fans with all accessories prices must include all materials, installation, testing and commissioning |  |  |  | 0
| Total Carried to Summary |  |  |  | 0
ITEM | DESCRIPTION | UNIT | QTY | RATE | TOTAL
11.8 | BILL NO. 8: MECHANICAL INSTALLATIONS AND SERVICES
PLUMBING
COLD WATER DISTRIBUTION
Supply and install INDO GREEN PPR pipe to DIN 8077,8078 manufactured as per DIN 16962 and conforming to ISO and EN 15874 standard. All pipe and fitting to conform to PN25
11.8.1 | 25 mm diameter ditto | Lm | 83 |  | 0
Extra Over Tubbing For:
BEND /ELBOWS
11.8.2 | 25mm diameter | NO | 8 |  | 0
Tee
11.8.3 | 25mm diameter | NO | 8 |  | 0
GATE VALVES
11.8.8 | Ditto but 25mm diameter | NO | 1 |  | 0
11.8.5 | Pressure booster pump set as Grundfos or equal and approved. Pump: CH2-30 Flow rate: 2m3/hr Complete with 60 litres pressure vessel | Set | 1 |  | 0
11.8.6 | 3,000 litres Cold water tanks as roto, dimensions 1610 mm diameter X1520mm high, placed on the trusses | No. | 1 |  | 0
| SOIL AND WASTE DRAINAGE |  |  |  | -
Supply and install the following soil and waste system of pipe and fittings to BS 4514 with the installation of fittings done to manufacturers instruction and BS 5572 1978 as manufactured by "key" terrain" or any other manufacturer approved by the Project Manager. Tenderers must allow in the pipe work prices for all couplings connectors inspection covers, jointings roding eyes pipe fastenings including clips, holderbat sets, and plugging required for the proper and satisfactory functioning system
11.8.7 | 100.4.40 Pipe | Lm. | 97 |  | 0
11.8.8 | 200.2.40 ditto | Lm. | 9 |  | 0
11.8.9 | 200.15.40 ditto | Lm. | 5 |  | 0
11.8.10 | 200.125.40 ditto | Lm. | 5 |  | 0
11.8.11 | Extra Over Pipe For:-
11.8.12 | 1801.4.87 bend | NO | 3 |  | 0
11.8.13 | 180.4.87 long radius bend | NO | 5 |  | 0
11.8.14 | 1848.4 WC connector | NO | 6 |  | 0
11.8.15 | 1849.4. "P" trap | NO | 5 |  | 0
11.8.16 | 1811.4 lip seal connectors | NO | 5 |  | 0
11.8.17 | 102.4.5. connecting bend | NO | 5 |  | 0
ITEM | DESCRIPTION | UNIT | QTY | RATE | TOTAL
11.8.18 | 201.2.91 sweep bend | NO | 2 |  | 0
11.8.19 | 201.15.40 ditto | NO | 2 |  | 0
11.8.20 | 201.125.40 ditto | NO | 2 |  | 0
11.8.21 | 204.125.135 ditto | NO | 2 |  | 0
11.8.22 | 279.2 trapped floor gulley | NO | 8 |  | 0
11.8.23 | 282.6 floor gulley inlet | NO | 8 |  | 0
11.8.24 | 149.14.22 weathering slate | NO | 1 |  | 0
11.8.25 | 150.6 vent cowl | NO | 1 |  | 0
11.8.26 | Construct a standard 600x450mm Manhole complete with heavy duty manhole cover | NO | 4 |  | 0
11.8.27 | Gulley traps complete with covers | NO | 5 |  | 0
11.8.28 | Allow a sum for connecting to septic tank, testing and commissioning of the drainage system to approval of the Project Manager | Sum | 1 |  | 0
| TOTAL CARRIED TO BILL SUMMARY |  |  |  | 0
11.9 | BILL NO. 9: SANITARY FITTINGS |  |  |  | -
| PROVIDE RATES FOR SUPPLY, FIXING & TESTING THE FOLLOWING SANITARY FITTINGS |  |  |  | -
11.9.1 | Twyfords Envy btw wash down W.C suite with horizontal outlet in Vitreous China comprising of WC pan REF. NV1438WH seat and soft closing cover NV7995WH, Chrome plate hinges, WC outlet Connector P trap or equal and approved. | No | 6 |  | 0
11.9.2 | Twyfords concealled pattern Chrome plated flush valve No SF 9303CP complete with flow regulator, flush bend and WC Inlet Connector and waste. | NO | 6 |  | 0
11.9.3 | Chrome plated coat hook for wall mounting | NO | 6 |  | 0
11.9.4 | Arabic shower complete with all the accessories | NO | 6 |  | 0
11.9.5 | Twyfords 165 x 165mm build-in toilet roll holder No. VC 9336 WH (to be installed next to every WC pan). | NO | 6 |  | 0
11.9.6 | Twyfords Envy 500 pedestal wash handbasin No. NV4811WH to BS 3402 comprising: - single centre tap hole, in Vitreous China Ref. WB575100, chain & stay hole, fixing brackets Chrome plated beaded chain waste11/4 waste WF 4330 CP Chrome plated bottle "P' trap 1-1/4 " WF 8482 XX on a pedestal stand NV4910WH | NO | 6 |  | 0
11.9.7 | Cobra push tap with delay or equal and approved, | NO | 6 |  | 0
11.9.8 | Soap Dispenser Wall mounted Soap dispenser with a capacity of about one Litre having a press action Soap release mechanism complete with fixing screws. As starmix or approved equivalent | NO | 2 |  | 0
11.9.9 | WALL MIRRORS Twyford bevelled edge polished glass mirror size 900 x 600 x 6mm thick with silver backing with chromium plated dome shaped nuts and brass screws plugged. | No | 2 |  | 0
| Total Carried tO bill Summary |  |  |  | 0
BILL NO. 11: STAFF TOILETS
1 | BILL NO. 1 : SUB-STRUCTURES (all provisional) |  |  |  | 0
2 | ELEMENT NO. 2: SUPER STRUCTURE CONCRETE |  |  |  | 0
3 | ELEMENT NO. 3 SUPERSTRUCTURE WALLING |  |  |  | 0
4 | ELEMENT NO. 4: ROOF |  |  |  | 0
5 | ELEMENT NO. 5: DOORS AND WINDOWS |  |  |  | 0
6 | ELEMENT NO. 6: FINISHES |  |  |  | 0
7 | BILL NO. 7: ELECTRICAL INSTALLATIONS AND SERVICES |  |  |  | 0
8 | BILL NO. 8: MECHANICAL INSTALLATIONS AND SERVICES |  |  |  | 0
9 | BILL NO. 9: SANITARY FITTINGS |  |  |  | 0
| TOTAL FOR TOILETS CARRIED TO GRAND SUMMARY |  |  |  | 0

## 13. Security Fence
ITEM | DESCRIPTION | UNIT | QTY | RATE | AMOUNT (US$)
13 | PROPOSED WOMEN TRANSITION CENTER - KISMAYU
SECTION 7: SECURITY FENCES
13.1 | Clear site of all bushes, grab up roots and burn their arisings | SM | 64 |  | 0
13.2 | ELEMENT NO.2: BARBED WIRE FENCING |  |  |  | 0
| Excavations |  |  |  | 0
13.2.1 | Excavate starting from ground level pits size 600mm deep by 300mm Diameter and load to spread soil on site | No | 162 |  | 0
13.2.2 | Cast Reinforced concrete mix 1:2:4 mixed aggregates to 600mm deep x 300mm diameter pits; including curing as required | CM | 7 |  | 0
| The contractor is reminded to include in his pricing, the cost of supply, cutting, waste and erecting and all other necessary fittings including welding lugs onto the angle bars etc. Steel sections and the necessary fixing and anchorage to be treated as described in the specifications. |  |  |  | 0
| Fencing |  |  |  | 0
13.2.3 | Supply and fix in concrete foundation 3m long 50mm x 50mm x 3mm mild steel angles (2.34kg/m) with welded lugs for anchorage including priming with red oxide primer before delivery to site. This should include 2 nos. steel 50mm x 50mm x 3mm angle sections (both sides of the angle bar at a height of 1m) for corner props and in every 25m. | No | 162 |  | 0
13.2.4 | Supply and fix 12.5 Gauge barbed wire (7 strands) fixed to the 50mm x 50mm x 3mm steel angles by binding wire. Cost should include the cost of binding wire, cutting, tying and fixing. One strand to anchor the chain link under the ground and to be backfilled | LM | 2240 |  | 0
| Total Carried to Summary |  |  |  | 0
ITEM | DESCRIPTION | UNIT | QTY |  | AMOUNT (US$)
13.3 | Hesco Fence |  |  |  | 0
13.3.1 | Prepare Ground as per the structural drawing in readiness for hesco fence. | SM | 681.6 |  | 0
13.3.2 | Take stock, deliver to site and instal MIL7 8784 R with dimensions 87" (2.21m) height, and 84" (2.13m) wide single stacked for the internal hesco protection wall | LM | 320 |  | 0
13.3.3 | Provide sand or appropriate material to fill in the hesco sacks, ensuring that the fence is upright and evenly filled to avoid bulging | CM | 1506.336 |  | 0
| Total Carried to Summary |  |  |  | 0
ITEM | DESCRIPTION | UNIT | QTY | RATE | AMOUNT (US$)
13.4 | Razor Wire Fence
13.4.1 | Supply and place angle posts 50x50x6mm, 1.5 m high, anchored on top of the hesco using 100mm dia uPVC pipes class D placed inside the sand filling, 500mm deep and filled with class 15 concrete (1:3:6). The distance of the angle posts should be 1.5m apart to hold 980mm razor wire (measured seperately), and should be lagged at the bottom for anchorage. Allow for drilling 4 No. holes per angle post | No. | 215 |  | 0
13.4.2 | Supply and fix 12 Gauge 3mm strenghtening galvanised wire; 4 strands running through the angle posts for fastening razor wire (ms).The 12 Gauge galvanised wire should be tensioned so as have a minimum sag of 20mm from the horizontal. | Lm | 1280 |  | 0
13.4.3 | Provide all material and construct a single row of 980mm diameter heavy duty cross type concertina wire to be laid on top of existing HESCO barrier | Lm | 320 |  | 0
| Subtotal Element No.2- Barbed Wire Fencing |  |  |  | 0
BILL NO. 13 SUMMARY: SECURITY FENCE
| BARBED WIRE |  |  |  | 0
| HESCO FENCE |  |  |  | 0
| RAZOR WIRE |  |  |  | 0
| TOTAL CARRIED TO MAIN SUMMARY |  |  |  | 0

## 14 External Works
ITEM No. | DESCRIPTION | UNIT | QTY | RATE | TOTAL
14 | PROPOSED WOMEN TRANSITION CENTER - KISMAYU
SECTION 14: EXTERNAL WORKS
BILL NO. 1: REST AREA
14.1 | Privide and install woodend rest benches,2.5m long each around the compacted ground | No | 5 |  | 0
14.2 | Provide shadenets over the benches for shade | No. | 10
| Total Carried to Summary |  |  |  | 0
BILL NO. 2: WALKWAYS
Site Clearing
14.3 | Clear site of all bushes and debris burn the arising | m2 | 200 |  | 0
14.3 | Excavate 200mm deep for hardcore filling | m3 | 62 |  | 0
Hard-core or other approved filling, as described
14.4 | 300mm thick approved hard-core filling compacted and laid in layers not exceeding 150 mm thick | m3 | 20 |  | 0
14.4 | 50mm thick Quarry dust blinding to surfaces of hard-core :rolled smooth to receive polytheen sheeting (m.s) | m2 | 200 |  | 0
| Formwork |  |  |  | 0
14.5 | To the edges of ground slabs 100 - 200mm wide | lm | 15 |  | 0
| Reinforcement |  |  |  | 0
14.6 | Mesh reinforcement reference A142 weighing 2.22kg/m2 in ground slabs | m2 | 200 |  | 0
Concrete Works
| Insitu concrete class 25/20 , vibrated and reinforced as described, in:- |  |  |  | 0
14.7 | 100 mm Ground floor slab providing expansion joints every 4m of walkway trowelled to rough finish | m2 | 200 |  | 0
Floor Finish
| Total Carried to Summary |  |  |  | 0
ITEM No. | DESCRIPTION | UNIT | QTY | RATE | TOTAL
BILL NO. 3: PARKING
| General site leveling | m2 | 583 |  | 0
Crushed stone or other approved filling, as described
| 50mm thick approved crashed stone surfacing compacted to a uniform surface | m2 | 583 |  | 0
| Total Carried to Summary |  |  |  | 0
BILL SUMMARY
1 | BILL NO. 1: REST AREA |  |  |  | 0
2 | BILL NO. 2: WALKWAYS |  |  |  | 0
3 | BILL NO. 3: PARKING |  |  |  | 0
| TOTAL CARRIED TO GRAND SUMMARY |  |  |  | 0

## 15 WATER TANK TOWER
ITEM | DESCRIPTION | UNIT | QTY | RATE | AMT US$
WATER TANK TOWER
15.1 | Site Clearance
15.1.1 | Clear site of all bushes and debris. Grab up roots and | m2 | 12 |  | 0
burn the arisings
15.1.2 | Load, wheel and cart deposit and spread surplus excavated material where directed on site at a distance not exceeding 100 meters | Item | 1 |  | 0
15.2 | ELEMENT NO. 2 : SUBSTRUCTURES (PROVISIONAL)
15.2.1 | Excavations including maintaining and supporting sides
and keeping free from water, mud and fallen material
15.2.2 | Top soil excavation average 200mm deep | m3 | 3 |  | 0
15.2.3 | Excavate for foundation not exceeding 0.3
| meters deep, starting from stripped levels | m3 | 1 |  | 0
15.2.4 | Extra over for excavation in rock | m3 | 3 |  | 0
15.2.5 | Ditto Column bases | m3 | 1 |  | 0
Disposal
15.2.6 | Return, fill and ram selected excavated material around
| foundations | m3 | 9 |  | 0
15.2.7 | Load, wheel and cart deposit and spread surplus
excavated material where directed on site at a
| distance not exceeding 100 meters | m3 | 21 |  | 0
15.3 | ELEMENT NO. 3 : CONCRETE WORKS
Plain concrete class 15 in:
15.3.1 | 100mm blinding | m3 | 2 |  | 0
Insitu concrete class 25/20 , vibrated and reinforced in
BEAMS
15.3.2 | Ground beam | m3 | 6 |  | 0
15.3.3 | Ring beam 1 | m3 | 6 |  | 0
15.3.4 | Ring beam 2 | m3 | 6 |  | 0
SLABS
15.3.5 | 150mm thick surface bed laid in bays including all
| necessary formwork in | m3 | 3 |  | 0
15.3.6 | 200mm Intermediary Suspended slab | m3 | 4 |  | 0
15.3.7 | 200mm Roof slab | m3 | 4 |  | 0
COLUMNS
15.3.8 | Columns bases | m3 | 4 |  | 0
15.3.9 | Starter columns | m3 | 3 |  | 0
15.3.10 | Columns (Height 6m) | m3 | 13 |  | 0
| Page total Carried forward |  |  |  | 0
ITEM | DESCRIPTION | UNIT | QTY | RATE | AMT US$
| Page total Brought Forward |  |  |  | 0
15.4 | REINFORCEMENT
Reinforcement, as described:-[PROVISIONAL]
15.4.1 | High yield square twisted reinforcement bars to B.S 4461 including cutting bending and tying
BEAMS
15.4.2 | Y12 (Nominal Diameter 12mm) bars as main bars,
| Cross-Sectional Area (113mm2), Mass per unit length (0.888kg/m) | Kg | 190 |  | 0
15.4.3 | R8 (Nominal Diameter 8mm) bars as rings,
| Cross-Sectional Area (50.3mm2), Mass per unit length (0.395kg/m) | Kg | 425 |  | 0
COLUMN BASES AND 6 M COLUMNS
15.4.4 | Y12 (Nominal Diameter 12mm) bars spanning both ways | Kg | 150 |  | 0
Y12 (Nominal Diameter 12mm) bars spanning both ways
15.4.5 | Cross-Sectional Area (201mm2), Mass per unit length (1.579kg/m) | Kg | 250 |  | 0
15.4.6 | R8 (Nominal Diameter 8mm) bars as rings,
| Cross-Sectional Area (50.3mm2), Mass per unit length (0.395kg/m) | Kg | 180 |  | 0
15.5 | GROUND SLAB
Reference A142 mesh 200 x 200 mm , weight 2.22 kgs per square meter ( measured net - no allowance made for laps (inclunding bends, tying wire and distance blocks)
15.5.1 | Fabric ref. A142 weighing 2.22kg/ sq.metre, in surface
| bed | m2 | 12 |  | 0
15.6 | SUSPENDED SLABS - 2 NO.
15.6.1 | Y12 (Nominal Diameter 12mm) bars as main bars tops 2
| Cross-Sectional Area (113mm2), Mass per unit length (0.888kg/m) | Kg | 72 |  | 0
15.7 | FORMWORK
15.7.1 | To edge of floor slab | m2 | 4 |  | 0
15.7.2 | Ditto to sides and soffits of roof slab | m2 | 8 |  | 0
15.7.3 | Ditto to sides and soffits of base slab | m2 | 8 |  | 0
15.7.4 | Ditto to walls | m2 | 44 |  | 0
15.8 | SUPER-STRUCTURE WALLING
15.8.1 | Ventilated parapet wall with block walling leaving gaps 200mm wide, total height 1m high as wind breaker | m2 | 28 |  | 0
maximum aggregate size in as described, in:-
15.8.2 | 200 mm thick reinforced wall | m3 | 9 |  | 0
| Page Total Carried Forward |  |  |  | 0
ITEM | DESCRIPTION | UNIT | QTY | RATE | AMT US$
| Page total Brought Forward |  |  |  | 0
15.9 | ELEMENT NO. 6 : FINISHES
Cement and sand (1:3) screeds, backings, beds etc
25mm Thick cement/sand (1:4) screed finish
15.9.1 | Floor slab | m2 | 40 |  | 0
15 mm cement and sand (1:3) render, finished with
wood float to:-
15.9.2 | Concrete or masonry surfaces externally
15.9.3 | Ditto outside all slabs | m2 | 7 |  | 0
15.9.4 | Ditto for columns | m2 | 29 |  | 0
15.1 | PLUMBING INSTALLATIONS
15.10.1 | Galvanized Mild Steel pipes class "B" medium thickness with and
including jointing, fittings and fixe as described
15.10.11 | Supply and install 50mm diameter inlet pipe 800mm long | No. | 1 |  | 0
15.10.12 | Supply and install 50mm diameter draw off pipe Ditto | No. | 1 |  | 0
15.10.13 | Supply and install 50mm diameter overflow pipe Ditto | No. | 1 |  | 0
15.10.14 | Supply and install 75mm diameter scour pipe Ditto | No. | 1 |  | 0
15.10.15 | Supply and install 20mm diameter brass gate valve with wheel and head | No. | 1 |  | 0
15.10.16 | Supply and install 20mm diameter stop corks | No. | 1 |  | 0
15.10.17 | Supply and install 600x600x6mm heavy gauge steel primed metal manhole cover on slab with and including metal framing all around | No. | 1 |  | 0
15.10.18 | Supply and install 20mm Diameter bars, ‘U’ shaped to form steps with ends embedded into retaining wall, average length 450mm | No. | 1 |  | 0
15.11 | Water Tanks |  |  |  | 0
15.11.1 | Supply and fix No. 10000 L each plastic tanks | No. | 2 |  | 0
15.11.2 | Provisional sum for piping and valves to various points | Item | Sum |  | 0
0
| TOTAL CARRIED TO GRAND SUMMARY |  |  |  | 0

## 16 STREET LIGHTS
ITEM NO. | DESCRIPTION | UNIT | QTY | AMOUNT (US$)
SECTION 16: SOLAR STREETLIGHTS
PROPOSED STREETLIGHT INSTALLATION
KISMAYO FEMALE TRANSITION CENTRE
16 | ELEMENT NO. 1
Solar Streetlights
16.1 | Supply solar panel lights packed with battery, light source socket, controller that regulates batteries and has a low voltage disconnect, light fixture, light fixture mounting bracket, battery box, and the entire solar lighting | No | 10 | 0
16.2 | Assemble solar panel lights packed with battery, light source socket, controller that regulates batteries and has a low voltage disconnect, light fixture, light fixture mounting bracket, battery box, and the entire solar lighting mounted to a pole, together with the accessories, cables, etc. | No | 10 | 0
16.3 | Fix or install solar panel lights packed with battery, light source socket, controller that regulates batteries and has a low voltage disconnect, light fixture, light fixture mounting bracket, battery box, and the entire solar lighting mounted to a pole, together with the accessories, cables, etc. | No | 10 | 0
| TOTAL CARRIED TO MAIN SUMMARY | US$ |  | 0

## 17 ACCOMMODATION
ITEM | DESCRIPTION | UNIT | QTY | RATE | TOTAL
PROPOSED WOMEN CENTRE KISIMAYO
SECTION 17: ACCOMMODATION
17 | 3 Room Accommodation 4.2 by 6.5m
17.1 | ELEMENT NO. 1 : SUB-STRUCTURES (all provisional)
17.1.1 | Clear site of all bushes and debris burn the arising | m2 | 81.9 |  | 0
17.1.2 | Excavate over site 200 mm deep to remove vegetable soil and cart away to spoil heap where directed on site | m2 | 81.9 |  | 0
17.1.3 | Excavate 400mm deep for solid block foundation by 400mm wide | m3 | 10 |  | 0
17.1.4 | Construct of 400mm thick solid block foundation 800mm high | m2 | 46 |  | 0
Hard-core or other approved filling, as described
17.1.5 | 300mm thick approved hard-core filling compacted and laid in layers not exceeding 150 mm thick | m2 | 81.9 |  | 0
17.1.6 | 50mm thick Quarry dust blinding to surfaces of hard-core :rolled smooth to receive polytheen sheeting (m.s) | m2 | 81.9 |  | 0
| Anti-termite treatment |  |  |  | 0
17.1.7 | Gladiator or equal and approved chemical anti-termite treatment, executed complete by an approved specialist under a ten-year guarantee, to surfaces of blinding | m2 | 81.9 |  | 0
| Damp-proof membrane |  |  |  | 0
17.1.8 | 1000 gauge polythene or other equal and approved damp-proof membrane, laid over blinded hard-core (m.s) with 300mm side and end laps (measured nett-allow for laps) | m2 | 81.9 |  | 0
| Formwork |  |  |  | 0
17.1.9 | To the edges of ground slabs 100 - 200mm wide, ground beam and foundation strip | lm | 82 |  | 0
| Reinforcement |  |  |  | 0
High yield square twisted reinforcement bars to B.S 4461 in strip foundation, foundation beam and foundation columns and bases and roof slab
17.1.10 | 8mm bars | Kg | 907 |  | 0
17.1.11 | 10mm bars | Kg | 624.5 |  | 0
17.1.12 | 12mm bars | Kg | 1101 |  | 0
17.1.13 | Mesh reinforcement reference A142 weighing 2.22kg/m2 in ground slabs | m2 | 81.9 |  | 0
Concrete Works
| Insitu concrete class 25/20 , vibrated and reinforced as described, in:- |  |  |  | 0
17.1.14 | 150 mm Ground floor slab | m3 | 13 |  | 0
17.1.15 | Foundation Strip | m3 | 30.5 |  | 0
17.1.16 | Ground floor Beams | m3 | 20.5 |  | 0
| Total for Substructure Carried to Summary |  |  |  | 0
ITEM | DESCRIPTION | UNIT | QTY | RATE | TOTAL
17.2 | ELEMENT NO. 2: SUPER STRUCTURE CONCRETE
Reinforced concrete class 25, as described in:-
17.2.1 | Beams | CM | 10 |  | 0
| 150 mm roof slab | CM | 13 |  | 0
| columns | CM | 3 |  | 0
Reinforcement, as described (PROVISIONAL)
High yield square twisted reinforcement to BS 4461
17.2.2 | 8mm ditto | Kg | 206 |  | 0
17.2.3 | 12mm ditto | Kg | 442 |  | 0
17.2.4 | 16mm ditto | Kg | 73.5 |  | 0
Sawn formwork, as described, to:-
17.2.5 | Sides and soffits of beams | SM | 250 |  | 0
| Superstructure concrete Carried to Bill No. 2 Summary |  |  |  | 0
17.3 | ELEMENT NO. 3 SUPERSTRUCTURE WALLING
Walling bedded and jointed in cement and sand (1:4) mortar, reinforcement with and including 25mm wide x 20 gauge hoop iron at every alternate course as described in:
17.3.1 | 400mmUncoursed rubble stones thick walling externally 3m high | SM | 115 |  | 0
17.3.2 | 200mm thick walling internally 3m high | SM | 37 |  | 0
17.3.3 | Damp-proof courses, as described, to walls
17.3.4 | 200mm wide | LM | 13 |  | 0
17.3.5 | 400mm wide | LM | 39 |  | 0
| Total for Superstructure Walling Carried to Bill No. 2 Summary |  |  |  | 0
17.4 | ELEMENT NO. 4: ROOF
SAWN TREATED CYPRESS, Grade S50, pressure impregnated (Provisional)
17.4.1 | LT5 profile gauge 28 prepainted roofing sheets fixed to timber purlins | SM | 174.66 |  | 0
17.4.2 | 100 x 50 mm as truss external members | LM | 253 |  | 0
17.4.3 | 75x50mm internal members | LM | 160 |  | 0
17.4.4 | 75x50mm purlins | LM | 190 |  | 0
17.4.5 | Ditto, wall plate | LM | 33 |  | 0
17.4.6 | 25 x 150mm splice plates | LM | 25 |  | 0
17.4.7 | 25 x 200mm Ridge board | LM | 14 |  | 0
Boarding
17.4.8 | WROT CYPRESS, Prime Grade
17.4.9 | 25x50mm tongued and grooved boarding to eaves | SM | 23 |  | 0
17.4.10 | 32 x 250 mm Fascia board fixed to rafters | LM | 33 |  | 0
ITEM | DESCRIPTION | UNIT | QTY | RATE | TOTAL
Painting and decorating
17.4.11 | Knot, prime, stop and apply 3 coats polyurethane varnish to eaves boarding | SM | 23 |  | 0
17.4.12 | Ditto but 3 coats gloss oil paint to fascia board 100-200mm girth | LM | 33 |  | 0
Rainwater disposal
17.4.13 | 150x150mm 24gauge galvanized mild steel box gutter with galvanized steel brackets at 600mm centers | LM | 33 |  | 0
Fixed to fascia board (ms)
17.4.14 | Ditto, 100mm diameter down pipe fixed with brackets to wall at 1000mm maximum centers | LM | 12 |  | 0
17.4.15 | Extra over ditto for 600mm swanneck projection | NO | 4 |  | 0
17.4.16 | Ditto shoe | NO | 4 |  | 0
17.4.17 | Knot, prime, stop and apply 3 coats oil paint externally to:
17.4.18 | Metal gutter | LM | 33 |  | 0
17.4.19 | Prepare and apply bituminous paint to inside of gutter | LM | 33 |  | 0
| Page Total Carried to Summary |  |  |  | 0
17.5 | ELEMENT NO. 5 - DOORS |  |  |  | 0
17.5.1 | Solid hardwood single leaf panel door 45mm thick overall size 900x2100mm (both faces panelled) | NO | 3 |  | 0
17.5.2 | Solid hardwood doubleleaf panel door 45mm thick overall size 1800x2100mm (both faces panelled) | NO | 4 |  | 0
17.5.3 | Wrought hardwood door frames and finishing EX 50x150mm rebated and chamfered to detail | LM | 16 |  | 0
17.5.4 | 20mm quadrant plugged | LM | 32 |  | 0
17.5.5 | Ditto but for architraves | LM | 32 |  | 0
Ironmongery
17.5.6 | Supply and fix the following to UNION or other equal and approved including matching screws
17.5.7 | 3-lever mortice lock with brass handles | NO | 3 |  | 0
17.5.8 | 100x75mm heavy duty brass butt hinges | PRS | 4.5 |  | 0
17.5.9 | Black rubber floor mounted doorstop | NO | 3 |  | 0
Painting and Decoration
17.5.10 | Knot, prime, stop and apply 3 coats polyurethane clear varnish to all timber surfaces above. | Item | Sum |  | 0
| Total for Door Carried to Summary |  |  |  | 0
17.6 | ELEMENT NO. 6 - WINDOWS
17.6.1 | Supply and fix anodised aluminium windows complete with glazing, and burglar proof, 1.4 x 1.4m high | No | 21 |  | 0
| Total For Window carried to Element Summary |  |  |  | 0
ITEM | DESCRIPTION | UNIT | QTY | RATE | TOTAL
17.7 | ELEMENT NO 7: FINISHES
15 mm cement and sand (1:3) render, finished with
woodfloat to:-
17.7.1 | Concrete or masonry surfaces externally 12mm (minimum) two coat lime plaster as described to | SM | 115 |  | 0
17.7.2 | Concrete or masonry surfaces internally | SM | 74 |  | 0
17.7.3 | Ceiling Slab finishs | SM | 81.9 |  | 0
Floor Finishes
Cement and sand (1:3) screeds, backings, beds etc
17.7.4 | 40mm finished floor screed steel troweled finish | SM | 81.9 |  | 0
17.7.5 | Ditto : Skirting | LM | 60 |  | 0
Painting and decorating
Prepare and apply three coats first quality emulsion
paint on:-
17.7.8 | Plastered walls externally | SM | 115 |  | 0
Prepare and apply three coats first quality silk vinyl
emulsion paint on:-
17.7.9 | Plastered surfaces internally | SM | 74 |  | 0
17.7.10 | Palstered Ceiling | SM | 81.9 |  | 0
| Total Carried to Summary |  |  |  | 0
17.8 | ELEMENT NO. 8: ELECTRICAL INSTALLATIONS AND SERVICES
Lighting Fittings
Supply and install following lighting fixtures with all accessories as per the specifications and drawings and complete with lamp fitting and accessories of Engineer or approved make.
17.8.1 | 1200mm Energy saving fluorescent tube lighting | No. | 3 |  | 0
| Switches |  |  |  | 0
17.8.2 | 5 Amps one gang one way switch | No | 3 |  | 0
| Socket outlets |  |  |  | 0
Supply and installation of fused shuttered switched socket outlet to comply with relevant BS standard (Clipsal, Orange, Crabtree/ Tenby/ABB or equivalent). Wiring (including supply of earth wire and all other material required) of above socket outlet using approved type 2.5mm² PVC/PVC copper cable and 2.5mm² earth wire drawn through securely fixed concealed PVC conduit in a ring circuit.
Socket outlet points
17.8.3 | 13 A twin sockets outlet | No | 6 |  | 0
ITEM | DESCRIPTION | UNIT | QTY | RATE | TOTAL
| Final circuit Wiring |  |  |  | 0
| Wiring and installation (including supply of all materials) of the light points using approved type PVC insulated PVC sheathed 1.5 mm² copper cables and 2.5mm² earth cable drawn through securely fixed concealed PVC conduit, to the walls and slab surfaces Socket outlet points |  |  |  | 0
17.8.4 | Lighting points | M | 80 |  | 0
| Supply and install following overhead electrical fans with all accessories prices must include all materials, installation, testing and commissioning |  |  |  | 0
17.8.5 | 3 speed box fan with 20 inch blades | Nr. | 3 |  | 0
| Electrical Total Carried to Summary |  |  |  | 0
17.9 | ELEMENT NO. 9: FIXTURES - CLOTHES SHELVES CABINETS AND DRAWERS
17.9.1 | Construct 200mm thick 800mm high massonry walls for shelves | SM | 8 |  | 0
17.9.2 | Concrete class 20 in 50mm thick plinth and work top | SM | 8 |  | 0
17.9.3 | No. A 142 Fabric mesh reinforcement weighing 2.22 kg per metre square fixed in slab | SM | 8 |  | 0
17.9.4 | Formwork to slab | SM | 8 |  | 0
17.9.5 | Formwork to edge of slab. 50mm high | LM | 12 |  | 0
17.9.6 | Plaster to soffit of slab and bottom | SM | 16 |  | 0
17.9.7 | Ceramic tiles to worktop including screed | SM | 8 |  | 0
17.9.8 | Veneered mahogany 20mm thick in cupboard doors, divisions and shelves for bottom cabinets and drawers | SM | 8 |  | 0
17.9.9 | Malpa Hinges | Pairs | 25 |  | 0
17.9.10 | Supply and apply three coats of gloss paint as finish
| Total: top and and Bottom Cabinets | SM | 8 |  | 0
Over head Cabinets
17.9.11 | MDF for bearers, support cupboard doors and division and shelves nailed and hang as per the drawings | SM | 30 |  | 0
17.9.12 | Supply and fix malpa hinges | Pairs | 15 |  | 0
17.9.13 | Supply and apply three coats of gloss paint as finish | SM | 30 |  | 0
| Fixture Total Carried Summary |  |  |  | 0
BILL 17 SUMMARY - ACCOMMODATION
| ELEMENT NO. 1 : SUB-STRUCTURES (all provisional) |  |  |  | 0
| ELEMENT NO. 2: SUPER STRUCTURE CONCRETE |  |  |  | 0
| ELEMENT NO. 3 SUPERSTRUCTURE WALLING |  |  |  | 0
| ELEMENT NO. 4: ROOF |  |  |  | 0
| ELEMENT NO. 5 - DOORS |  |  |  | 0
| ELEMENT NO. 6 - WINDOWS |  |  |  | 0
| ELEMENT NO 7: FINISHES |  |  |  | 0
| ELEMENT NO. 8: ELECTRICAL INSTALLATIONS AND SERVICES |  |  |  | 0
| ELEMENT NO. 9: FIXTURES - CLOTHES SHELVES CABINETS AND DRAWERS |  |  |  | 0
| TOTAL FOR ACCOMMODATION BLOCK |  |  |  | 0
| TOTAL FOR TWO (2) ACCOMMODATION BLOCKS CARRIED TO GRAND SUMMARY |  |  |  | 0

## 19 Security house
ITEM | DESCRIPTION | UNIT | QTY | RATE | TOTAL
PROPOSED WOMEN TRANSITION CENTER - KISMAYU
SECTION 4: SECURITY HOUSE
19.1 | ELEMENT NO 1 - SUBSTRUCTURE
Excavation
19.1.1 | Clear site of all bushes and debris, including grubbing up roots and clearing away. | m2 | 9 |  | 0
19.1.2 | Excavate 1500mm deep by 600mm wide for wall foundations | m3 | 14 |  | 0
Disposal of excavated materials
19.1.3 | Backfill and compact selected excavated material : compact in layers not exceeding 150mm thick | m3 | 7 |  | 0
19.1.4 | Surplus excavated materials : remove from site | m3 | 7 |  | 0
Quarry dust blinding
19.1.5 | 50mm Quarry dust blinding over hardcore : compacted : to receive floor bed (ms) | m2 | 9 |  | 0
Anti-termite treatment
19.1.6 | Gladiator or equal and approved chemical anti-termite treatment, executed complete by an approved specialist under a ten-year guarantee, to surfaces of blinding | m2 | 9 |  | 0
BRC Reinforcement
19.1.7 | Mesh reference A142 weighing 19.22 kilogrammes per square metre to surface beds | m2 | 9 |  | 0
19.1.8 | 50mm Blinding layer : under strip foundations | m2 | 8 |  | 0
Insitu concrete : class 25/20 mm : vibrated : reinforced
19.1.9 | Strip footing | m3 | 2 |  | 0
19.1.10 | 200*300mm Ground beam | m3 | 1 |  | 0
19.1.11 | 150mm Thick surface bed | m2 | 9 |  | 0
Steel Bar Reinforcement
High yield square twisted rod reinforcement to BS 4461 and Mild steel bar reinforcement to BS 4449 (all provisional)
19.1.12 | 8mm diameter bars, | kg | 48 |  | 0
19.1.13 | 12mm diameter bars | kg | 114 |  | 0
Sawn formwork : to
19.1.14 | Vertical sides : wall foundations | m2 | 5 |  | 0
19.1.15 | Vertical edges : beds over 75 but not exceeding 150mm wide | m | 22 |  | 0
Foundation wall
Selected natural masonry stones (minimum 7.0N/mm) regular, coursed rough chisel dressed on all faces : exposed substructure walls shall include regular coursed walling of uniform colour and texture : fine dressed smooth finish to external face : bedded and jointed in cement and sand (1:3) mortar : Extra over external fine dressed wall for 10 x 10mm recessed horizontal joints with vertical flush joints : pointed in cement grout : wire brush stone work after keywork
19.1.16 | 200mm Foundation walls | m2 | 15 |  | 0
Total Substructure Carried to Bill Summary
19.2 | ELEMENT NO. 2 - SUPERSTRUCTURE
Concrete block walling
Concrete block (minimum 5.0N/mm) walling : bedded and
jointed in cement and sand (1:3) mortar : reinforced with 20mm hoop iron in every alternate course : flush veritcal and hoirzontal joints
19.2.1 | 200mm Thick walls | m2 | 38 |  | 0
Ringbeam
In-situ concrete class 20/20 mm : vibrated : reinforced : allow for all neccessary formwork
19.2.2 | Reinforced concrete class (20/20)as described in 200 x 300 mm High ring beam | m3 | 2 |  | 0
Reinforcement as described;- High yield ribbed reinforcement bars to B.S 4461
19.2.3 | 8mm diameter bars, | kg | 20 |  | 0
19.2.4 | 12mm diameter bars | kg | 45 |  | 0
Section Total Carried to Bill Summary
19.4 | ELEMENT NO. 4: ROOFING
New Sheet roofing
Supply and construct a galvanized (350g/m2) corrugated Aluminum sheet roof 28 gauge over the rooms including treated timber substructure and skirting (Rafters: 150mm x 75mm, purlins: 75mm x 50mm, Main Ties: 100 x 50 mm, and King post 100mmx50mm, ), galvanized rain gutter and downpipe system as shown in the drawing(s). Note that all roof sheets should be of box profile preprinted or Aluminum roofing sheets (for coastal areas) as per instruction . All wood has to be treated with ANTI-TERMITE TREATMENT to all surfaces. All timber surfaces shall be painted with minimum two coats of water based emulsion paint (white)
19.4.1 | New roof | m2 | 9 |  | 0
19.4.2 | Ceiling with chipboard or equal approved ceiling board fixing onto 50X50mm timber brandering on 50X100mm joists | m2 | 9 |  | 0
19.4.3 | Fascia board | lm | 16 |  | 0
19.4.4 | Three coats of plastic emulsion ceiling and fascia board painting | m2 | 4 |  | 0
19.5 | ELEMENT NO. 5: DOORS AND IRON MONGERY |  |  |  | 0
| Timber flush doors |  |  |  | 0
| Single leaf door overall size 900 x 2200mm high steel door compelete with iron mongery Door |  |  |  | 0
19.5.1 | Door overall size 900 x 2100mm high | No | 2 |  | 0
19.6 | ELEMENT NO. 6: WINDOWS |  |  |  | 0
19.6.1 | Provide and fix Purpose made steel casement 1000x1200mm windows including all cutting welding, filling and grinding to smooth finish with and including approved hinges, fasteners, strays and painted with one coat of red oxide primer before fixing. | No. | 2 |  | 0
0
19.7 | ELEMENT NO. 7: INTERNAL FINISHES |  |  |  | 0
| Screeds |  |  |  | 0
| Cement and sand (1:4) mortar screed beds : wood float finished |  |  |  | 0
| to receive ceramic tile floor finish (m.s) : on concrete |  |  |  | 0
19.7.1 | 40mm Thick screed beds | m2 | 9 |  | 0
| Plaster works |  |  |  | 0
| 15 mm Thick Lime plaster : steel trowelled finish : on concrete or blockwork : to |  |  |  | 0
19.7.2 | Walls and beams | m2 | 76 |  | 0
| Paint work |  |  |  | 0
| Prepare and apply three coats 1st grade plastic emulsion paint to approval : on |  |  |  | 0
19.7.3 | Prepare internal surfaces and paint to match existing colour | m2 | 38 |  | 0
19.7.4 | Prepare external surfaces and paint to match existing colour | m2 | 38 |  | 0
19.7.5 | Supply and fix wall shelves 300x400mm heigh made of 20mm thick cut and joined MDF pannels 1200mm high by 1800mm wide | m2 | 5 |  | 0
ELEMENT NO. 8: ELECTRICAL INSTALLATIONS AND SERVICES
Lighting Fittings
Supply and install following lighting fixtures with all accessories as per the specifications and drawings and complete with lamp fitting and accessories of Engineer or approved make.
19.8.1 | 1200mm Energy saving fluorescent tube lighting | No. | 4 |  | 0
Switches
19.8.2 | 5 Amps one gang one way switch | No | 4 |  | 0
Socket outlets
Supply and installation of fused shuttered switched socket outlet to comply with relevant BS standard (Clipsal, Orange, Crabtree/ Tenby/ABB or equivalent). Wiring (including supply of earth wire and all other material required) of above socket outlet using approved type 19.5mm² PVC/PVC copper cable and 19.5mm² earth wire drawn through securely fixed concealed PVC conduit in a ring circuit.
Socket outlet points
19.8.3 | 13 A twin sockets outlet | No | 5 |  | 0
Final circuit Wiring
Wiring and installation (including supply of all materials) of the light points using approved type PVC insulated PVC sheathed 19.5 mm² copper cables and 19.5mm² earth cable drawn through securely fixed concealed PVC conduit, to the walls and slab surfaces Socket outlet points
19.8.4 | Lighting points | M | 60 |  | 0
sseCTION Summary Carried to Bill Summary
19.9 | ELEMENT NO. 9: FANS
Supply and install following overhead electrical fans with all accessories prices must include all materials, installation, testing and commissioning
19.9.1 | 3 speed box fan with 20 inch blades | Nr. | 2 |  | 0
Section Summary Carried to Bill Summary
| BILL 19: SUMMARY: SECURITY HOUSE |  |  |  | 0
ELEMENT NO 1 - SUBSTRUCTURE
ELEMENT NO. 2 - SUPERSTRUCTURE
ELEMENT NO. 4: ROOFING
ELEMENT NO. 5: DOORS AND IRON MONGERY
ELEMENT NO. 6: WINDOWS
ELEMENT NO. 7: INTERNAL FINISHES
ELEMENT NO. 8: ELECTRICAL INSTALLATIONS AND SERVICES
ELEMENT NO. 9: FANS

## 20 TOILET AND SHOWERS
ITEM | DESCRIPTION | UNIT | QTY | RATE | TOTAL
PROPOSED WOMEN TRANSITION CENTER - KISMAYU
11 | SECTION 11: STAFF TOILETS
11.1 | BILL NO. 1 : SUB-STRUCTURES (all provisional)
11.1.1 | Clear site of all bushes and debris burn the arising | SM | 46 |  | 0
11.1.2 | Excavate over site 200 mm deep to remove vegetable soil and cart away to spoil heap where directed on site | SM | 46 |  | 0
11.1.3 | Excavate 500mm deep for hollow block foundation by 400mm wide | CM | 12 |  | 0
11.1.4 | Construct of 200mm thick hollow block foundation 600mm high | SM | 14 |  | 0
Hard-core or other approved filling, as described
11.1.5 | 300mm thick approved hard-core filling compacted and laid in layers not exceeding 150 mm thick | SM | 46 |  | 0
11.1.6 | 50mm thick Quarry dust blinding to surfaces of hard-core :rolled smooth to receive polytheen sheeting (m.s) | SM | 46 |  | 0
| Anti-termite treatment |  |  |  | 0
11.1.7 | Gladiator or equal and approved chemical anti-termite treatment, executed complete by an approved specialist under a ten-year guarantee, to surfaces of blinding | SM | 46 |  | 0
| Damp-proof membrane |  |  |  | 0
11.1.8 | 1000 gauge polythene or other equal and approved damp-proof membrane, laid over blinded hard-core (m.s) with 300mm side and end laps (measured nett-allow for laps) | SM | 46 |  | 0
| Formwork |  |  |  | 0
11.1.9 | To the edges of ground slabs 100 - 200mm wide | lm | 44 |  | 0
| Reinforcement |  |  |  | 0
11.1.10 | Mesh reinforcement reference A142 weighing 2.22kg/m2 in ground slabs | SM | 46 |  | 0
Concrete Works
| Insitu concrete class 25/20 , vibrated and reinforced as described, in:- |  |  |  | 0
11.1.11 | 150 mm Ground floor slab | CM | 7 |  | 0
Floor Finish
| Cement and sand (1:3) screeds |  |  |  | 0
11.1.12 | 25mm Thick cement/sand (1:4) screed steel trowelled | SM | 46 |  | 0
| Total for Substructure Carried to Summary |  |  |  | 0
ITEM | DESCRIPTION | UNIT | QTY | RATE | TOTAL
11.2 | ELEMENT NO. 2: SUPER STRUCTURE CONCRETE
Reinforced concrete class 25, as described in:-
11.2.1 | Ring Beam | CM | 2 |  | 0
Reinforcement, as described (PROVISIONAL)
High yield square twisted reinforcement to BS 4461
11.2.2 | 8mm ditto | Kg | 60 |  | 0
11.2.3 | 12mm ditto | Kg | 110 |  | 0
Sawn formwork, as described, to:-
11.2.4 | Sides and soffits of beams | SM | 25 |  | 0
| Superstructure concrete Carried to Bill No. 2 Summary |  |  |  | 0
11.3 | ELEMENT NO. 3 SUPERSTRUCTURE WALLING
Hollow block walling
200x200mm Hollow block stone walling bedded and jointed in
cement and sand (1:4) mortar, reinforcement with and
including 25mm wide x 20 gauge hoop iron at every
alternate course as described in:
11.3.1 | 200mm thick walling externally 3m high | SM | 81 |  | 0
11.3.2 | 200mm thick walling internally 3m high | SM | 46.2 |  | 0
11.3.3 | Extra over for Louvered vents, 5mx3m at the buffer wall | SM | 15 |  | 0
11.3.3 | Damp-proof courses, as described, to walls
11.3.4 | 200mm wide | LM | 39 |  | 0
| Total for Superstructure Walling Carried to Bill No. 2 Summary |  |  |  | 0
11.4 | ELEMENT NO. 4: ROOF
SAWN TREATED CYPRESS, Grade S50, pressure impregnated (Provisional)
11.4.1 | LT5 profile gauge 28 prepainted roofing sheets fixed to timber purlins | SM | 32 |  | 0
11.4.2 | 75 x 50 mm as truss external members | LM | 100 |  | 0
11.4.3 | 50x50mm purlins | LM | 76 |  | 0
11.4.4 | Ditto, wall plate | LM | 27 |  | 0
11.4.5 | 25 x 150mm splice plates | LM | 14 |  | 0
11.4.6 | 50 x 200mm Ridge board | LM | 7 |  | 0
Boarding
11.4.7 | WROT CYPRESS, Prime Grade
11.4.8 | 25x50mm tongued and grooved boarding to eaves | SM | 20 |  | 0
11.4.9 | 32 x 250 mm Fascia board fixed to rafters | LM | 42 |  | 0
ITEM | DESCRIPTION | UNIT | QTY | RATE | TOTAL
Painting and decorating
11.4.10 | Knot, prime, stop and apply 3 coats polyurethane varnish to eaves boarding | SM | 20 |  | 0
11.4.11 | Ditto but 3 coats gloss oil paint to fascia board 100-200mm girth | LM | 42 |  | 0
Fixed to fascia board (ms)
11.4.12 | Ditto, 100mm diameter down pipe fixed with brackets to wall at 1000mm maximum centers | LM | 6 |  | 0
| Total for Roof Carried to Bill Summary |  |  |  | 0
11.5 | ELEMENT NO. 5: DOORS AND WINDOWS |  |  |  | 0
11.5.58 | Solid T&G door complete with latch and all necessary hinges | NO | 8 |  | 0
Painting and Decoration
11.5.36 | Knot, prime, stop and apply 3 coats polyurethane clear varnish to all timber surfaces above. | Item | Sum |  | 0
Windows
11.5.37 | Fubricate and fix T 12 steel bars ventilation, 300mm x 600m high | No | 8 |  | 0
| Total For Roof Carried to Bill Summary |  |  |  | 0
11.6 | ELEMENT NO. 6: FINISHES |  |  |  | 0
Floor Finishes
| Cement and sand (1:3) screed, backing, beds etc. |  |  |  | 0
11.6.1 | 20mm bed finished to receive Non-slip ceramic floor tiles (m.s) | SM | 46 |  | 0
| Non-slip ceramic floor tile |  |  |  | 0
11.6.2 | 300X300 x 8 mm thick coloured Ceramic Tiles laid to pattern and shape | SM | 46 |  | 0
Wall Finishes
15 mm cement and sand (1:3) render, finished with
woodfloat to:-
11.6.3 | Concrete or masonry surfaces externally | SM | 81 |  | 0
12mm (minimum) two coat lime plaster as described to
11.6.4 | Concrete beam and masonry surfaces internally | SM | 173.4 |  | 0
| Total Carried to Summary |  |  |  | 0
ITEM | DESCRIPTION | UNIT | QTY | RATE | TOTAL
11.7 | BILL NO. 7: ELECTRICAL INSTALLATIONS AND SERVICES
0
| Lighting Fittings |  |  |  | 0
| Supply and install following lighting fixtures with all accessories as per the specifications and drawings and complete with lamp fitting and accessories of Engineer or approved make. |  |  |  | 0
11.7.1 | 1200mm Energy saving lights | No. | 8 |  | 0
| Switches |  |  |  | 0
11.7.2 | 5 Amps one gang one way switch | No | 8 |  | 0
| Socket outlets |  |  |  | 0
| Final circuit Wiring |  |  |  | 0
| Wiring and installation (including supply of all materials) of the light points using approved type PVC insulated PVC sheathed 1.5 mm² copper cables and 2.5mm² earth cable drawn through securely fixed concealed PVC conduit, to the walls and slab surfaces Socket outlet points |  |  |  | 0
11.7.3 | Lighting points | M | 80 |  | 0
| Supply and install following overhead electrical fans with all accessories prices must include all materials, installation, testing and commissioning |  |  |  | 0
| Total Carried to Summary |  |  |  | 0
11.8 | BILL NO. 8: MECHANICAL INSTALLATIONS AND SERVICES
PLUMBING
COLD WATER DISTRIBUTION
Supply and install INDO GREEN PPR pipe to DIN 8077,8078 manufactured as per DIN 16962 and conforming to ISO and EN 15874 standard. All pipe and fitting to conform to PN25
11.8.1 | 25 mm diameter ditto | Lm | 83 |  | 0
Extra Over Tubbing For:
BEND /ELBOWS
11.8.2 | 25mm diameter | NO | 8 |  | 0
Tee
11.8.3 | 25mm diameter | NO | 8 |  | 0
GATE VALVES
11.8.8 | Ditto but 25mm diameter | NO | 1 |  | 0
11.8.5 | Pressure booster pump set as Grundfos or equal and approved. Pump: CH2-30 Flow rate: 2m3/hr Complete with 60 litres pressure vessel | Set | 1 |  | 0
11.8.6 | 3,000 litres Cold water tanks as roto, dimensions 1610 mm diameter X1520mm high, placed on the trusses | No. | 1 |  | 0
ITEM | DESCRIPTION | UNIT | QTY | RATE | TOTAL
| SOIL AND WASTE DRAINAGE |  |  |  | -
Supply and install the following soil and waste system of pipe and fittings to BS 4514 with the installation of fittings done to manufacturers instruction and BS 5572 1978 as manufactured by "key" terrain" or any other manufacturer approved by the Project Manager. Tenderers must allow in the pipe work prices for all couplings connectors inspection covers, jointings roding eyes pipe fastenings including clips, holderbat sets, and plugging required for the proper and satisfactory functioning system
11.8.7 | 100.4.40 Pipe | Lm. | 97 |  | 0
11.8.8 | 200.2.40 ditto | Lm. | 9 |  | 0
11.8.9 | 200.15.40 ditto | Lm. | 5 |  | 0
11.8.10 | 200.125.40 ditto | Lm. | 5 |  | 0
11.8.11 | Extra Over Pipe For:-
11.8.12 | 1801.4.87 bend | NO | 3 |  | 0
11.8.13 | 180.4.87 long radius bend | NO | 5 |  | 0
11.8.14 | 1848.4 WC connector | NO | 6 |  | 0
11.8.15 | 1849.4. "P" trap | NO | 5 |  | 0
11.8.16 | 1811.4 lip seal connectors | NO | 5 |  | 0
11.8.17 | 102.4.5. connecting bend | NO | 5 |  | 0
ITEM | DESCRIPTION | UNIT | QTY |  | TOTAL
11.8.18 | 201.2.91 sweep bend | NO | 2 |  | 0
11.8.19 | 201.15.40 ditto | NO | 2 |  | 0
11.8.20 | 201.125.40 ditto | NO | 2 |  | 0
11.8.21 | 204.125.135 ditto | NO | 2 |  | 0
11.8.22 | 279.2 trapped floor gulley | NO | 8 |  | 0
11.8.23 | 282.6 floor gulley inlet | NO | 8 |  | 0
11.8.24 | 149.14.22 weathering slate | NO | 1 |  | 0
11.8.25 | 150.6 vent cowl | NO | 1 |  | 0
11.8.26 | Construct a standard 600x450mm Manhole complete with heavy duty manhole cover | NO | 4 |  | 0
11.8.27 | Gulley traps complete with covers | NO | 5 |  | 0
11.8.28 | Allow a sum for connecting to septic tank, testing and commissioning of the drainage system to approval of the Project Manager | Sum | 1 |  | 0
| TOTAL CARRIED TO BILL SUMMARY |  |  |  | 0
11.9 | BILL NO. 9: SANITARY FITTINGS |  |  |  | -
| PROVIDE RATES FOR SUPPLY, FIXING & TESTING THE FOLLOWING SANITARY FITTINGS |  |  |  | -
11.9.1 | Twyfords Envy btw wash down W.C suite with horizontal outlet in Vitreous China comprising of WC pan REF. NV1438WH seat and soft closing cover NV7995WH, Chrome plate hinges, WC outlet Connector P trap or equal and approved. | No | 4 |  | 0
11.9.2 | Twyfords concealled pattern Chrome plated flush valve No SF 9303CP complete with flow regulator, flush bend and WC Inlet Connector and waste. | NO | 4 |  | 0
11.9.3 | Chrome plated coat hook for wall mounting | NO | 4 |  | 0
11.9.4 | Arabic shower complete with all the accessories | NO | 4 |  | 0
11.9.5 | Twyfords 165 x 165mm build-in toilet roll holder No. VC 9336 WH (to be installed next to every WC pan). | NO | 4 |  | 0
11.9.6 | Twyfords Envy 500 pedestal wash handbasin No. NV4811WH to BS 3402 comprising: - single centre tap hole, in Vitreous China Ref. WB575100, chain & stay hole, fixing brackets Chrome plated beaded chain waste11/4 waste WF 4330 CP Chrome plated bottle "P' trap 1-1/4 " WF 8482 XX on a pedestal stand NV4910WH | NO | 4 |  | 0
11.9.7 | Cobra push tap with delay or equal and approved, | NO | 4 |  | 0
11.9.8 | Soap Dispenser Wall mounted Soap dispenser with a capacity of about one Litre having a press action Soap release mechanism complete with fixing screws. As starmix or approved equivalent | NO | 2 |  | 0
11.9.9 | WALL MIRRORS Twyford bevelled edge polished glass mirror size 900 x 600 x 6mm thick with silver backing with chromium plated dome shaped nuts and brass screws plugged. | No | 2 |  | 0
11.9.10 | Shower heads complete with all accessories | No | 4 |  | 0
11.9.11 | Taps inside the showers complete | No | 4 |  | 0
11.9.12
| Total Carried tO bill Summary |  |  |  | 0
BILL SUMMARY
1 | BILL NO. 1 : SUB-STRUCTURES (all provisional) |  |  |  | 0
2 | ELEMENT NO. 2: SUPER STRUCTURE CONCRETE |  |  |  | 0
3 | ELEMENT NO. 3 SUPERSTRUCTURE WALLING |  |  |  | 0
4 | ELEMENT NO. 4: ROOF |  |  |  | 0
5 | ELEMENT NO. 5: DOORS AND WINDOWS |  |  |  | 0
6 | ELEMENT NO. 6: FINISHES |  |  |  | 0
7 | BILL NO. 7: ELECTRICAL INSTALLATIONS AND SERVICES |  |  |  | 0
8 | BILL NO. 8: MECHANICAL INSTALLATIONS AND SERVICES |  |  |  | 0
9 | BILL NO. 9: SANITARY FITTINGS |  |  |  | 0
| TOTAL FOR TOILETS CARRIED TO GRAND SUMMARY |  |  |  | 0

## Grand summary
ITEM NO. | DESCRIPTION | PAGE
GRAND SUMMARY KISMAYO WTC
SECTION NO. 1 | Preliminary and General Items | 0
SECTION NO. 2 | Training Material Storage Units | 0
SECTION NO. 3 | Counseling & Prayer Hall | 0
SECTION NO. 4 | Library & Literacy Centre | 0
SECTION NO. 5 | IOM Offices | 0
SECTION NO. 6 | Offices & Medical Exam Area | 0
SECTION NO.7 | KITCHEN | 0
SECTION NO. 8 | DINING | 0
SECTION NO.9 | Watch Towers | 0
SECTION NO.10 | Soak Pits | 0
SECTION NO.11 | Toilets | 0
SECTION NO.12 | Outdoor Play Area | #REF!
SECTION NO.13 | Security Fence | 0
SECTION NO.14 | External Works | 0
SECTION NO.15 | Water tank tower | 0
SECTION 16 | Street Lights | 0
SECTION NO. 17: | Accommodation | 0
SECTION NO. 19 | Security House | 0
SECTION 20 | Toilets and showers | 0
| SUB TOTAL AMOUNT | #REF!
| Add 10% Contigency | #REF!
| TOTAL AMOUNT CARRIED TO FORM OF TENDER | #REF!
SIGNED:
(CONTRACTOR)
Address:
Tel No:
Date:
SIGNED:
(EMPLOYER )
Address:
Tel No:
Date: