## 1 Preliminaries
PROPOSED MALE TRANSITION CENTER - BAIDOA
BILL NO. 1 - PRELIMINARY ITEMS
SPECIAL NOTES
1 | The Contractor is required to check the numbers of the pages and should any be found to be missing or in duplicate or the figures or writing indistinct, they must inform the Quantity Surveyors at once and have the same rectified. Should the Contractor be in doubt about the precise meaning of any item, word or figure, for any reason whatsoever, or observe any apparent omission of words or figures they must inform the Quantity Surveyor in order that the correct meaning may be decided upon before the date for the submission of the Tender.
No liability whatever will be admitted nor claim allowed in respect of errors in the Contractor's Tender due to mistakes in the Bills of Quantities which should have been rectified in the manner described above.
Any doubt or obscurity as to the meaning or intention of any part of the tender documents, or any question arising, shall be taken up in writing, before submission of the tender so that the same can be clarified.
The Contractor shall not alter or otherwise qualify the text of these Bills of Quantities. Any alteration or qualification made without authority will be ignored and the text of the Bills of Quantities as printed will be adhered to.
The Contractor shall be deemed to have made allowance in their prices generally to cover items of Preliminaries or additions to Prime Cost Sums or other items, if these have not been priced against the respective items.
All items of measured work shall be priced in detail and tenders containing lump sums to cover trades or groups of work must be broken down to show prices for each item before they will be accepted.Lump sums to cover items of Preliminaries shall likewise be broken down if so required.
In no case will any expenses incurred by Contractors in preparation of this Tender be reimbursed.The copyright of these Bills of Quantities is vested in the Quantity Surveyors and no part thereof may be reproduced without their express permission given in writing.
2
INDEX
SECTION NO. 1 PRELIMINARY AND GENERAL ITEMS
SECTION NO. 2 OFFICES
SECTION NO. 3: KITCHEN
SECTION NO. 4: LATRINES
SECTION NO. 5: WATER TANK
SECTION NO.6: MOSQUE
SECTION NO. 7: SECURITY FENCE
SECTION NO. 9: GENERATOR HOUSE
SECTION NO. 10: GUARD TOWERS
SECTION NO. 11: STREET LIGHTS
SECTION NO.12: GATES
SECTION NO. 13: STAFF TOILET
ITEM | DESCRIPTIONS
SECTION NO. 1
PRELIMINARIES AND GENERAL DESCRIPTIONS
PRELIMINARY PARTICULARS
A | PARTIES
The "Employer" is INTERNATIONAL ORGANIZATION FOR MIGRATION
For the purpose of the works which are under the control of the consultants above, the
respective consultants shall be deemed to be invested with the duties and be representatives
of the Architect.
B | SITE
The site is located on BAIDOA DISTRICT
The site of the works shall be used solely for the purpose of executing and completing the
Contract to the satisfaction of the Architect.
The Contractor shall obtain the Architect's approval for the siting of all temporary storage
areas for materials.
The Contractors shall visit the site to acquaint themselves with its nature and position, the
nature of the ground, sub- strata and other local conditions, position of power and water
supplies, access roads or any other limitations, and no claims for extras will be considered
on account of lack of knowledge in this respect.
The Contractor's attention is drawn to the fact that they shall confine themselves to the area
necessary for executing the works as instructed by the Architect.
The contractor must obtain the Architect's approval and directions regarding the use of any
materials found on the Site. Any such material utilized in the execution of the Contract shall be
measured and value assessed by the Quantity Surveyor and the amount credited to the
Employer.
Carried To Collection
GENERAL MATTERS
A | SUFFICIENCY OF TENDER
The Contractor shall be deemed to have satisfied themselves before tendering as to the
correctness and sufficiency of their Tender for the Works and of the rates and prices stated
in the priced Bills of Quantities, which rates and prices shall cover all their obligations under the
Contract and all matters and things necessary for the proper completion and maintenance of
the Works.
B | STAMP CHARGES
The Contractor shall allow for the payment of all Stamp Charges in connection with the Surety
Bond and Contract Agreement.
C | DEFINITIONS AND ABBREVIATIONS
Terms used in these Bills of Quantities shall be interpreted as follows:
"Approved" shall mean approved by the Architect.
"as directed" shall mean as directed by the Architect or any other consultant in the contract.
"BS" Shall mean the current British Standard Specification published by the British
Standards Institution, 2 Park Street, London W.1, England.
"CM" shall mean Cubic Meters.
"SM" shall mean Square Meters.
"LM" shall mean Linear Meters.
"mm" shall mean Millimeters.
"Kg" shall mean Kilograms.
"No." shall mean Number.
"m.s" shall mean Measured separately.
"Ditto " shall mean as described before or as above described.
D | PROGRESS SCHEDULE
The Contractor shall, upon receiving instructions to proceed with the work, draw up a Time
and Progress Schedule setting out the order in which the Works are to be carried out with the
appropriate dates thereof. This Time and Progress Schedule is to be agreed with the Architect
and no deviation from the order set out in this Schedule will be permitted without the written
consent of the Architect. The Main Contractor will be responsible for arranging the above
programme with all Sub-Contractors including the Nominated Sub-Contractors and Nominated
Suppliers.
E | FIGURED DIMENSIONS
Figured dimensions are to be followed in preference to dimensions scaled from the Drawings;
but whenever possible dimensions are to be taken on the Site or from the Buildings. Before
any work is commenced by Sub-Contractors or Specialist Firms, dimensions must be checked
on the Site and/or buildings and agreed with the Contractor, irrespective of the comparable
dimensions shown on the Drawings. The Contractor shall be responsible for the accuracy of
such dimensions.
Carried To Collection
F | PROVISIONAL WORK
All "provisional" and other work liable to adjustment under this Contract shall be left uncovered
for a reasonable time to allow all measurements needed for such adjustment to be taken by
the Quantity Surveyor. Immediately the work is ready for measurement, the Contractor shall
give notice to the Quantity Surveyor.
If the Contractor makes default in these respects he shall, if the Architect so directs, uncover
the work at his own expense to enable the measurements to be taken.
G | EXISTING SERVICES
Prior to commencement of any work the Contractor is to ascertain from the relevant
Authorities the exact position, depth and level of all existing electric cables, water pipes or
other services in the area and they shall make whatever provisions may be required by the
Authorities concerned for the support and protection of such services. Any damage or
disturbance caused to any services shall be reported immediately to the Architect and the
relevant Authority and shall be made good to their satisfaction at the Contractor's expense.
H | TRANSPORT TO AND FROM THE SITE
The Contractor shall include in their prices for the transport of materials, workmen, etc., to and
from the Site of the proposed Works, at such hours and by such routes as are permitted by
the Authorities.
J | OVERTIME
The Contractor shall allow in their tender for any extra costs for overtime working they
consider will be necessary in order to complete the works by the contract Date of Completion.
If during the course of the Contract overtime is worked for a specific purpose in accordance
with a written instruction issued by the Architect, the Contractor will be reimbursed in respect
of such overtime to the extent only of the additional net cost of unproductive time payable
over and above the basic hourly rates as laid down by the Regulations of Wages and
Conditions of Employment Act, Building and Construction Industry Wages council and
excluding any bonuses, profits and overheads.
K | PUBLIC AND PRIVATE ROADS, PAVEMENTS, ETC.
The Contractor will be required to make good, at their own expense, any damage they may
cause to the present road surfaces and pavements within or beyond the boundary of the Site,
during the period of the Works. In particular, all existing trees, shrubs, plants, etc., which may
be destroyed or damaged during the progress of the Works are to be made good by the
Contractor to the approval of the Architect.
L | POLICE REGULATIONS
The Contractor is to allow for complying with all instructions and regulations of the
Police Authorities.
Carried To Collection
A | CONTRACTORS' SUPERINTENDENCE
The Contractor shall constantly keep on the Works a literate English-speaking Agent or
Representative, competent and experienced in the kind of work involved, who shall give
his whole time to the superintendence of the Works. Such Agent or Representative shall
receive on behalf of the Contractor, directions and instructions from the Architect and such
directions and instructions shall be deemed given to the Contractor in accordance with the
Conditions of Contract. The Agent shall not be replaced without the specific approval of the
Architect.
It is to be a specific condition of this Contract that the successful Tenderer shall provide
on site throughout the period from the completion of the substructure to the Date for
Practical Completion a suitably qualified, experienced and competent person to ensure
that the works are carried out to the standard required by the specification and detailed
on the Drawings; and shall ensure that upon any termination of employment a suitable
replacement is found.
Before the Tenderer's offer is accepted the Architect will personally interview the Contractor's
proposed Representative. A curriculum vitae of past experience and qualifications must be
provided for the Architect's scrutiny.
The Architect's decision will be final regarding the suitability of the proposed Representative.
B | WATER
All water shall be fresh, clean and pure, free from earthy vegetable or organic matter, acid or
alkaline substance in solution or suspension.
The Contractor shall provide at their own risk and cost all water for use in connection with the
Works (including the work of Sub-Contractors). The Contractor shall provide at their own
expense all temporary distribution pipes, storage tanks, meters, etc., and they shall clear
away same upon completion of the Works.
C | LIGHTING AND POWER
The Contractor shall provide at their own risk and cost all artificial lighting and power for use
on the Works, including all Sub-Contractors' and Specialists' requirements and including all
temporary connections, wiring, fittings, etc., and clearing away on completion. The Contractor
shall pay all fees and obtain all permits in connection therewith.
D | SAFETY
In particular there shall be proper provision of planked footways and guard-rails to scaffolding,
etc.; protection against falling materials and tools and the Site shall be kept tidy and clear of
dangerous rubbish.
The Architect shall be empowered to suspend work on the Site should he consider these
conditions are not being observed, and no claim arising from such a suspension will be allowed.
Carried To Collection
A | PROTECTIVE CLOTHING
The Contractor shall provide all protective or any other special clothing or equipment for their
employees that may be necessary.
These shall include, inter-alia, safety helmets, gloves, goggles, earmuffs, gumboots, steel
toed boots, overalls, etc according to the type of work. The Contractor shall ensure
that all safety and protective gear are worn by all staff on site at all times
MATERIALS AND WORKMANSHIP
B | GENERALLY
All materials shall be new unless otherwise directed or permitted by the Architect and in all
cases where the quality of goods or materials is not described or otherwise specified, is to be
the best quality obtainable in the ordinary meaning of the word "best" and not merely a trade
signification of that word.
All materials and workmanship shall, unless otherwise specified or described, conform to the
appropriate Kenya Bureau of Standards or British Standards Institution Specification current
at the date of tender.
The Contractor shall order all materials to be obtained from overseas immediately after the
Contract is signed and shall also order materials to be obtained from local sources as early as
necessary to ensure that such materials are on Site when required for use in the Works.
The Contractor shall be responsible for and shall replace or make good at their own expense
any materials lost or damaged.
The Works throughout shall be executed by skilled workmen well versed in their respective
trades.
C | REJECTED WORKMANSHIP OR MATERIALS
Any workmanship or materials not complying with the specific requirements or approved
samples or which have been damaged, contaminated or have deteriorated, must immediately
be removed from the Site and replaced at the Contractor's expense, as required.
D | PROPRIETARY MATERIALS
Where proprietary materials are specified herein-after the Contractor may propose the use of
materials of other manufacture but equal quality for approval by the Architect.
All materials and goods, where specified to be obtained from a particular manufacturer or
supplier are to be used or fixed strictly in accordance with their instructions.
E | SAMPLES
The Contractor shall furnish at the earliest possible opportunity before work commences and
at his own cost, any samples of materials or workman-ship that may be called for by the
Architect for his approval or rejection, and any further samples in the case of rejection until
such samples are approved by the Architect and such samples, when approved, shall be the
minimum standard for the work to which they apply.
Carried To Collection
A | CONCRETE TESTS
Concrete test cubes I.e. per set of three as later described, including testing fees, labour
and materials, making moulds, transport and handling etc.. and ensuing copies of tests
are promptly dispatched to the Architect's and Quantity Surveyor's offices.
Successful tests only (Provisional)
TEMPORARY WORKS
B | SPACE AND SERVICES FOR THE ARCHITECT
The Contractor shall provide where directed within the site, site offices and clean toilet facilities
for the sole use of the Architect and their representatives to the satisfaction of the Local
Authorities. The offices shall be provided with adequate furniture and the contractor shall
provide the services of a sweeper, pay all charges and keep the facilities in a clean and
sanitary condition during the whole period of the Works. In particular, the Contractor is to
note that the station will continue with operations during the period of the works and a
separate office and store shall be provided for full time use by the station dealer. Equally,
separate sanitary amenities shall be provided for the station staff to the satisfaction of the
Architect and local authorities.
C | TELEPHONE
The Contractor shall provide a telephone connection to the town exchange for the period of
the Works, and shall pay all fees and rental for the same. The telephone connection shall
remain on site until completion of the works.
D | SANITATION
The Contractor shall make arrangements for the necessary toilet facilities for their staff and
workmen to the requirements and satisfaction of the Health authorities and maintain the same
in a thoroughly clean and sanitary condition and pay all conservancy fees during the period of
the Works and remove when no longer required.
E | PLANT, TOOLS AND SCAFFOLDING
The Contractor shall provide all necessary hoists, tackle, plant, vehicles, tools and appliances
of on every description for the due and satisfactory completion of the Works and shall remove
same completion.
The Contractor shall provide, erect and maintain all temporary scaffolding, sufficiently strong
and efficient for the due performance of the Works, including Sub-contract Works, provide
special scaffolding as and when required during the Works and remove on completion and
make good.
Such scaffolding shall be constructed of tubular steel or timber of sufficient scantlings and be
provided with planked footways and guard-rails to approval.
All such plant, tools and scaffolding shall comply with all regulations whether general or local, in
force throughout the period of the Contract and shall be altered or adapted during the Contract
as may be necessary to comply with any amendments in or additions to such regulations.
Scaffolding is not measured hereinafter, and the Contractor must allow here or in his rates for
the above.
Carried To Collection
A | EXISTING AND ADJACENT PROPERTY
The Contractor must take all steps necessary to safeguard existing and adjacent property,
make good at their own expense any damage to persons or property caused thereon, and
hold the Employer indemnified against any such claim arising.
The Contractor will be held fully responsible for the safety of the existing and adjacent buildings
and for any damage caused in consequence of these Works. They must reinstate all damages
at his own expense and indemnify the Employer against any loss.
The Contractor must take such steps and exercise such care and diligence as to minimize
nuisance from dust, noise or any other cause to the occupiers of the existing and adjacent
property.
B | HOARDING
The Contractor shall enclose the site areas under which work is carried out, with
1.80 meter high barbed wire fence comprising treated blue gum poles at centres not
exceeding 3.0meters and 6No barbed wire strands at equal spacing
The contractors attention is drawn to the fact that some areas of the site are
already built up and shall be in use during the currency of this project. As such
the contractor must allow for keeping his/her employees from interfering with
such other users and preventing and minimizing any nuisance arising from dust,
noise or by way of trespass.
Allow for Provisional length of 100 meters @ (tenderer to insert rate and extend)
B | WATCHING AND LIGHTING
The Contractor shall provide at their risk and cost all watching and lighting as necessary to
safeguard the Works, plant and materials against damage and theft.
C | SIGNBOARD
The Signboard and lettering on same for the display of the General and Sub-Contractors'
names shall be of an approved size with the Employer's name painted thereon. The Architect's
Quantity Surveyor's and other Consultants' names shall be printed in 50 mm letters all to the
Architect's approved design. No other signboard or advertising will be permitted without prior
permission from the Architect.
Carried To Collection
A | PRIME COST RATES
Where description of items include a P.C. rate per unit this rate is to cover the net supply
cost of the unit only. The Contractor's price must include for the cost of the unit at the rate
stated, plus waste, taking delivery, storage, fixing in position, profit and overheads.
The actual net cost per unit will be adjusted within the Final Account against the P.C. rate
stated.
PROTECTION AND CLEANING
B | PROTECTION
The Contractor shall cover up and protect from damage, including damage from inclement
weather, all finished work and unfixed materials, including that of Sub-Contractors, etc., to the
satisfaction of the Architect until the completion of the Contract.
C | CLEANING
The Contractor shall, upon completion of the Works, at their own expense, remove and clear
away all surplus excavated materials, plant, rubbish and unused materials and shall leave the
whole of the Site and Works in a clean and tidy state to the satisfaction of the Architect,
including clearing away and making good all traces of temporary access roads, offices, sheds,
camps, etc. Particular care shall be taken to leave clean all floors and windows and to remove
all paint and cement stains. They shall also, at the discretion of the Architect, remove all
rubbish and dirt as it accumulates. The Contractor is to find their own dump and shall pay
all charges in connection therewith.
Carried To Collection
| Brought forward from Page 2 | 50 | Collection
| Brought forward from Page 3 | 100
| Brought forward from Page 4 | 60
| Brought forward from Page 5 | 700
| Brought forward from Page 6 | 550
| Brought forward from Page 6 | 550
| Brought forward from Page 7 | 390
100
2500
| TOTAL FOR SECTION 1: PRELIMINARIES AND GENERAL DESCRIPTIONS CARRIED TO GRAND SUMMARY |  |  | US$

## 2 Office Block
ITEM | DESCRIPTION | UNIT | QTY | RATE
PROPOSED MALE TRANSITION CENTER - BAIDOA
SECTION 2: RENOVATION OF EXISTING OFFICES
2 | OFFICE RENOVATION WORKS
2.1 | ELEMENT NO. 1 : DEMOLITIONS
2.1.1 | Demolition existing Reinforced roof slab, parapet wall ringbeam, permanent vents and entrance columns. Collect all resultant waste and dispose off site as per the local government requirement | m3 | 39
2.1.2 | Clear site of all bushes and debris burn the arising | m2 | 291
Page Totall Carried to Bill Summary
2.2 | ELEMENT NO. 2 : SUBSTRUCTURE - PROVISIONAL (at the entarance verrander only)
Excavation
2.2.1 | Clear site of all bushes and debris, including grubbing up roots and clearing away. | m2 | 2
2.2.2 | Excavate 600mm deep by 600mm wide for column bases (2No.) to a depth not exeeding 1m | m3 | 1
Disposal of excavated materials
1.2.3 | Backfill and compact selected excavated material : compact in layers not exceeding 150mm thick | m3 | 0
1.2.4 | Surplus excavated materials : remove from site | m3 | 1
Insitu concrete : class 25/20 mm : vibrated : reinforced
1.2.9 | Column bases | m3 | 0.36
1.2.10 | Columns | m3 | 1
1.2.11 | 200*300mm Ground beam | m3 | 1
Steel Bar Reinforcement
1.2.12 | High yield square twisted rod reinforcement to BS 4461 and Mild
steel bar reinforcement to BS 4449 (all provisional)
1.2.13 | 8mm diameter bars, | kg | 14
1.2.14 | 12mm diameter bars | kg | 33
Sawn formwork : to
1.2.15 | Vertical sides : of bases | m2 | 2
1.2.16 | Vertical edges : Columns | m | 12
Total Carried to Bill Summary
ITEM | DESCRIPTION | UNIT | QTY
2.3 | ELEMENT NO. 3 - RENOVATION
Walls
2.3.1 | Rub-down existing wall paintwork and clean surface t receive new paint | m2 | 572
2.3.2 | Prepare internal surface and paint to match existing colour | m2 | 272
2.3.3 | Prepare external surface and paint to match existing colour | m2 | 300
Sub Total Carried to Bill Summary
2.4 | ELEMENT NO. 2: SUPER STRUCTURE CONCRETE
Reinforced concrete class 25, as described in:-
2.2.1 | Beams | CM | 15 |  |  | 47.961
| 150 mm roof slab | CM | 19
| columns | CM | 1
Reinforcement, as described (PROVISIONAL)
High yield square twisted reinforcement to BS 4461
2.2.2 | 8mm ditto | Kg | 150 |  | 16500
2.2.3 | 12mm ditto | Kg | 2155
Sawn formwork, as described, to:-
2.2.4 | Sides and soffits of beams | SM | 44
| Sides and soffits of slab | SM | 179
Superstructure concrete Carried to Bill No. 2 Summary
ELEMENT 5: ROOF
SAWN TREATED CYPRESS, Grade S50, pressure impregnated (Provisional)
2.3.4 | LT5 profile gauge 28 prepainted roofing sheets fixed to timber purlins | SM | 245
2.3.5 | 100 x 50 mm as truss external members | LM | 285
2.3.6 | 75x50mm internal members | LM | 216
2.3.7 | 75x50mm purlins | LM | 210
2.3.8 | Ditto, wall plate | LM | 57
2.3.9 | 25 x 150mm splice plates | LM | 27
2.3.10 | 25 x 200mm Ridge board | LM | 72
Boarding
2.3.11 | WROT CYPRESS, Prime Grade
2.3.12 | 25x50mm tongued and grooved boarding to eaves | SM | 35
2.3.13 | 32 x 250 mm Fascia board fixed to rafters | LM | 72
Painting and decorating
2.3.14 | Knot, prime, stop and apply 3 coats polyurethane varnish to eaves boarding | SM | 35
2.3.15 | Ditto but 3 coats gloss oil paint to fascia board 100-200mm girth | LM | 72
Rainwater disposal
2.3.16 | 150x150mm 24gauge galvanized mild steel box gutter with galvanized steel brackets at 600mm centers | LM | 72
Fixed to fascia board (ms)
2.3.17 | Ditto, 100mm diameter down pipe fixed with brackets to wall at 1000mm maximum centers | LM | 24
2.3.18 | Extra over ditto for 600mm swanneck projection | NO | 8
2.3.19 | Ditto shoe | NO | 8
2.3.20 | Knot, prime, stop and apply 3 coats oil paint externally to:
2.3.21 | Metal gutter | LM | 72
2.3.22 | Prepare and apply bituminous paint to inside of gutter | LM | 72
Total Carried to Bill Summary
ITEM | DESCRIPTION | UNIT | QTY
ELEMENT 6: DOORS AND WINDOWS
2.3.23 | Solid hardwood single leaf panel door 45mm thick overall size 900x2100mm (both faces panelled) | NO | 8
2.3.24 | Wrought hardwood door frames and finishing EX 50x150mm rebated and chamfered to detail | LM | 41
2.3.25 | 20mm quadrant plugged | LM | 82
2.3.26 | Ditto but for architraves | LM | 82
Ironmongery
2.3.27 | Supply and fix the following to UNION or other equal and approved including matching screws
2.3.28 | 3-lever mortice lock with brass handles | NO | 8
2.3.29 | 100x75mm heavy duty brass butt hinges | PRS | 12
2.3.30 | Black rubber floor mounted doorstop | NO | 8
Painting and Decoration
2.3.31 | Knot, prime, stop and apply 3 coats polyurethane clear varnish to all timber surfaces above. | Item | Sum
Windows
2.3.32 | Supply and fix anodised aluminium windows complete with glazing, and burglar proof, 1.4 x 1.4m high | No | 10
Total Carried to Bill Summary
2.7 | ELEMENT 7: STORAGE SHELVES
2.3.34 | supply and fix wall shelves 300x400mm heigh made of 20mm thick cut and joined MDF pannels 1200mm high by 1800mm wide | m2 | 15
SUB-TOTAL CARRIED TO SUMMARY
ITEM | DESCRIPTION | UNIT | QTY | RATE
ELECTRICAL INSTALLATIONS AND SERVICES
ELEMENT NO. 8: ELECTRICAL INSTALLATIONS AND SERVICES
Lighting Fittings
Supply and install following lighting fixtures with all accessories as per the specifications and drawings and complete with lamp fitting and accessories of Engineer or approved make.
2.4.1 | 1200mm Energy saving fluorescent tube lighting | No. | 16
Switches
2.4.2 | 5 Amps one gang one way switch | No | 16
Socket outlets
Supply and installation of fused shuttered switched socket outlet to comply with relevant BS standard (Clipsal, Orange, Crabtree/ Tenby/ABB or equivalent). Wiring (including supply of earth wire and all other material required) of above socket outlet using approved type 2.5mm² PVC/PVC copper cable and 2.5mm² earth wire drawn through securely fixed concealed PVC conduit in a ring circuit.
Socket outlet points
2.4.3 | 13 A twin sockets outlet | No | 10
Final circuit Wiring
Wiring and installation (including supply of all materials) of the light points using approved type PVC insulated PVC sheathed 1.5 mm² copper cables and 2.5mm² earth cable drawn through securely fixed concealed PVC conduit, to the walls and slab surfaces Socket outlet points
2.4.4 | Lighting points | M | 240
Supply and install following overhead electrical fans with all accessories prices must include all materials, installation, testing and commissioning
2.4.4 | 3 speed box fan with 20 inch blades | Nr. | 6
Supply, fix and commission air conditioning units of Samsung, Daikin, LG or equivalent and approved split air conditioning units including all accessories
2.4.6 | Unit of 6000 BTUs per hour, with EER 2-3, Cooling capacity 2,700-3000W low noise level and UTR Compressor, minimum warranty 5 years plus as described and shown on drawings. Include required accessories and fittings, mounting should be at least 600mm off the ground. | no | 2
Power Supply and Connection
2.4.7 | Provisional Sum of 1000 USD for connecting power Supply and for connecting electricity to each unit and for any other power related items inadvertently omitted. | Item | Sum
SUB-TOTAL CARRIED TO SUMMARY
STEPS AND RUMPS
2.5 | ELEMENT NO. 9: STEPS AND RUMPS
2.5.1 | Construct to specification steps and rumps as indicated on the drawing | Item | Sum
SUB-TOTAL CARRIED TO SUMMARY
BILL SUMMARY
1 | ELEMENT NO. 1 : DEMOLITIONS
2 | ELEMENT NO. 2 : SUBSTRUCTURE - PROVISIONAL (at the entarance verrander only)
3 | ELEMENT NO. 3 - RENOVATION
4 | ELEMENT NO. 2: SUPER STRUCTURE CONCRETE
5 | ELEMENT 5: ROOF
6 | ELEMENT 6: DOORS AND WINDOWS
7 | ELEMENT 7: STORAGE SHELVES
8 | ELEMENT NO. 8: ELECTRICAL INSTALLATIONS AND SERVICES
9 | ELEMENT NO. 9: STEPS AND RUMPS
TOTAL FOR OFFICES RENOVATION CARRIED TO GRAND SUMMARY

## 3 New Calssrooms
ITEM | DESCRIPTION | UNIT | QTY | RATE
PROPOSED MALE TRANSITION CENTER - BAIDOA
SECTION 3: NEW CLASSROOMS
3 | New Classrooms
ELEMENT NO 1 - SUBSTRUCTURE (PROVISIONAL)
3.1 | Excavation
3.1.1 | Clear site of all bushes and debris, including grubbing up roots and clearing away. | m2 | 72
3.1.2 | Excavate 1500mm deep by 600mm wide for wall foundations | m3 | 46
3.2 | Disposal of excavated materials
3.2.1 | Backfill and compact selected excavated material : compact in layers not exceeding 150mm thick | m3 | 28
3.2.1 | Surplus excavated materials : remove from site | m3 | 18
3.3 | Quarry dust blinding
3.3.1 | 50mm Quarry dust blinding over hardcore : compacted : to receive floor bed (ms) | m2 | 72
3.4 | Anti-termite treatment
3.4.1 | Gladiator or equal and approved chemical anti-termite treatment, executed complete by an approved specialist under a ten-year guarantee, to surfaces of blinding | m2 | 72
3.5 | BRC Reinforcement
3.5.1 | Mesh reference A142 weighing 2.22 kilogrammes per square metre to surface beds | m2 | 72
3.5.2 | 50mm Blinding layer : under strip foundations | m2 | 31
3.6 | Insitu concrete : class 25/20 mm : vibrated : reinforced
3.6.1 | Strip footing | m3 | 7
3.6.2 | 200*300mm Ground beam | m3 | 4
3.6.3 | 150mm Thick surface bed | m2 | 72
3.7 | Steel Bar Reinforcement
High yield square twisted rod reinforcement to BS 4461 and Mild
steel bar reinforcement to BS 4449 (all provisional)
3.7.1 | 8mm diameter bars, | kg | 166
3.7.2 | 10mm diameter bars, | kg | 111
3.7.3 | 12mm diameter bars | kg | 209
3.8 | Sawn formwork : to
3.8.1 | Vertical sides : wall foundations | m2 | 21
3.8.2 | Vertical edges : beds over 75 but not exceeding 150mm wide | m | 37
3.9 | Foundation wall
Selected natural masonry stones (minimum 7.0N/mm) regular, coursed rough chisel dressed on all faces : exposed substructure walls shall include regular coursed walling of uniform colour and texture : fine dressed smooth finish to external face : bedded and jointed in cement and sand (1:3) mortar : Extra over external fine dressed wall for 10 x 10mm recessed horizontal joints with vertical flush joints : pointed in cement grout : wire brush stone work after keywork
3.9.1 | 200mm Foundation walls | m2 | 62
Total Carried to Summary
ITEM | DESCRIPTION | UNIT | QTY | RATE
ELEMENT NO. 2 - SUPERSTRUCTURE
Reinforced concrete class 25, as described in:-
2.2.1 | Beams | CM | 5 |  |  | 47.961
| 150 mm roof slab | CM | 12
| columns | CM | 6
Reinforcement, as described (PROVISIONAL)
High yield square twisted reinforcement to BS 4461
2.2.2 | 8mm ditto | Kg | 73 |  | 8030
2.2.3 | 12mm ditto | Kg | 214
Sawn formwork, as described, to:-
2.2.4 | Sides and soffits of beams | SM | 21
| Sides and soffits of Slab | SM | 74
Total For Super Structure Carried to Bill Summary
2.3 | ELEMENT NO. 3 SUPERSTRUCTURE WALLING
Walling bedded and jointed in cement and sand (1:4) mortar, reinforcement with and including 25mm wide x 20 gauge hoop iron at every alternate course as described in:
2.3.1 | 400mmUncoursed rubble stones thick walling externally 3m high | SM | 144
2.3.2 | 200mm thick walling internally 3m high | SM | 12
2.3.3 | Damp-proof courses, as described, to walls
2.3.3 | 200mm wide | LM | 4
2.3.4 | 400mm wide | LM | 48
Page Total Carried Forward
ITEM | DESCRIPTION | UNIT | QTY | RATE
3.13 | ELEMENT. NO. 4: ROOFING
SAWN TREATED CYPRESS, Grade S50, pressure impregnated (Provisional)
3.13.1 | LT5 profile gauge 28 prepainted roofing sheets fixed to timber purlins | m2 | 105
3.13.2 | 100 x 50 mm as truss external members | m | 149
3.13.3 | 75x50mm internal members | m | 91
3.13.4 | 75x50mm purlins | m | 92
3.13.5 | Ditto, wall plate | m | 51
3.13.6 | 25 x 150mm splice plates | m | 15
3.13.7 | 25 x 200mm Ridge board | m | 16
3.14 | Boarding
3.14.1 | WROT CYPRESS, Prime Grade
3.14.2 | 25x50mm tongued and grooved boarding to eaves | SM | 19
3.14.3 | 32 x 250 mm Fascia board fixed to rafters | LM | 41
3.15 | Painting and decorating
3.15.1 | Knot, prime, stop and apply 3 coats polyurethane varnish to eaves boarding | SM | 19
3.15.2 | Ditto but 3 coats gloss oil paint to fascia board 100-200mm girth | LM | 41
3.16 | Rainwater disposal
3.16.1 | 150x150mm 24gauge galvanized mild steel box gutter with galvanized steel brackets at 600mm centers | LM | 41
3.17 | Fixed to fascia board (ms)
3.17.1 | Ditto, 100mm diameter down pipe fixed with brackets to wall at 1000mm maximum centers | LM | 12
3.17.2 | Extra over ditto for 600mm swanneck projection | NO | 4
3.17.3 | Ditto shoe | NO | 4
3.17.4 | Knot, prime, stop and apply 3 coats oil paint externally to:
3.17.5 | Prepare and apply bituminous paint to inside of gutter | LM | 41
Total For Roof Carried to Bill Summary
ITEM | DESCRIPTION | UNIT | QTY | RATE
ELEMENT NO. 5: DOORS AND WINDOWS
3.18 | Timber flush doors
Single leaf door overall size 900 x 2200mm high Door Wooden Door- Hinged- Two Leaves , including furnishing, installation, frames, sub frames, hardware, accessories, anchorage, finishing, etc
3.18.1 | Door overall size 900 x 2100mm high | No | 2
3.18.2 | Wrought hardwood door frames and finishing EX 50x150mm rebated and chamfered to detail | m | 11
3.18.3 | 20mm quadrant plugged | m | 22
3.18.4 | Ditto but for architraves | m | 22
3.18.5 | Supply and fix the following to UNION or other equal and approved including matching screws
3.18.6 | 3-lever mortice lock with brass handles | NO | 2
3.18.7 | 100x75mm heavy duty brass butt hinges | PRS | 3
3.18.8 | Black rubber floor mounted doorstop | NO | 2
3.19 | Windows
3.19.1 | Provide and fix Purpose made steel casement 1000x1200mm windows including all cutting welding, filling and grinding to smooth finish with and including approved hinges, fasteners, strays and painted with one coat of red oxide primer before fixing. | No. | 8
Total for Doors and Windows Carried to Bill Summary
ELEMENT NO. 6: INTERNAL FINISHES
3.20 | Screeds
Cement and sand (1:4) mortar screed beds : wood float finished
to receive ceramic tile floor finish (m.s) : on concrete
3.20.1 | 40mm Thick screed beds | m2 | 72
3.21 | Ceramic tiles
Supply and fix 1st quality floor tiles : colour to Architects selected/approval : bedded on cement and sand (1:4) screed beds (ms) with cement : pointed and grouted in matching colour grout: allow fo laying diagonally where directed
3.21.1 | Ceramic tile floor finish | m2 | 72
3.21.2 | 100mm high skirtings | m | 18
3.22 | Plaster works
15 mm Thick Lime plaster : steel trowelled finish : on concrete or
blockwork : to
3.22.1 | Walls and beams | m2 | 195
3.23 | Ceiling
3.23.1 | Supply and fix soft board as ceiling to and including 50 x 50 mm cypress brandering at 600mm c/c both ways | SM | 72
3.23.2 | Prepare and apply 3 coats emulsion paint to soft board ceilings | SM | 72
3.24 | Paint work
Prepare and apply three coats 1st grade plastic emulsion paint to
approval : on
3.24.1 | Prepare internal surfaces and paint to match existing colour | m2 | 54
3.24.2 | Prepare external surfaces and paint to match existing colour | m2 | 141
3.24.3 | Supply and fix wall shelves 300x400mm heigh made of 20mm thick cut and joined MDF pannels 1200mm high by 1800mm wide | m2 | 10
Total for Fininshes Carried to Bill Summary
ITEM | DESCRIPTION | UNIT | QTY | RATE
ELEMENT NO. 7: ELECTRICAL INSTALLATIONS AND SERVICES
3.25 | Lighting Fittings
Supply and install following lighting fixtures with all accessories as per the specifications and drawings and complete with lamp fitting and accessories of Engineer or approved make.
3.25.1 | 1200mm Energy saving fluorescent tube lighting | No. | 7
3.26 | Switches
3.26.1 | 5 Amps one gang one way switch | No | 4
3.27 | Socket outlets
Supply and installation of fused shuttered switched socket outlet to comply with relevant BS standard (Clipsal, Orange, Crabtree/ Tenby/ABB or equivalent). Wiring (including supply of earth wire and all other material required) of above socket outlet using approved type 2.5mm² PVC/PVC copper cable and 2.5mm² earth wire drawn through securely fixed concealed PVC conduit in a ring circuit.
Socket outlet points
3.27.1 | 13 A twin sockets outlet | No | 6
3.28 | Final circuit Wiring
Wiring and installation (including supply of all materials) of the light points using approved type PVC insulated PVC sheathed 1.5 mm² copper cables and 2.5mm² earth cable drawn through securely fixed concealed PVC conduit, to the walls and slab surfaces Socket outlet points
3.28.1 | Lighting points | M | 80
3.29 | Fans
Supply and install following overhead electrical fans with all accessories prices must include all materials, installation, testing and commissioning
3.29.1 | 3 speed box fan with 20 inch blades | Nr. | 4
3.30 | Air conditioning
Supply, fix and commission air conditioning units of Samsung, Daikin, LG or equivalent and approved split air conditioning units including all accessories
Power Supply and Connection
2.4.7 | Provisional Sum of 200 USD for connecting power Supply and for connecting electricity to each unit and for any other power related items inadvertently omitted. | Item | Sum
Total Carried to Summary
BILL SUMMARY
ELEMENT NO 1 - SUBSTRUCTURE (PROVISIONAL)
ELEMENT NO. 2 - SUPERSTRUCTURE
ELEMENT NO. 3 SUPERSTRUCTURE WALLING
ELEMENT. NO. 4: ROOFING
ELEMENT NO. 5: DOORS AND WINDOWS
ELEMENT NO. 6: INTERNAL FINISHES
ELEMENT NO. 7: ELECTRICAL INSTALLATIONS AND SERVICES
Total Carried to Main Summary

## 4 Metting Hall Partitioning
ITEM | DESCRIPTION | UNIT | QTY | RATE
PROPOSED MALE TRANSITION CENTER - BAIDOA
SECTION 4: MEETING HALL PARTITIONING TO OFFICES
4.1 | EXISTING MEETING HALL
ELEMENT NO. 1 - SUPERSTRUCTURE
Reinforced concrete class 25, as described in:-
4.1.1 | Beams | CM | 5
| 150 mm roof slab | CM | 13
Reinforcement, as described (PROVISIONAL)
High yield square twisted reinforcement to BS 4461
4.1.2 | 8mm ditto | Kg | 80
4.1.3 | 12mm ditto | Kg | 235
Sawn formwork, as described, to:-
4.1.4 | Sides and soffits of beams | SM | 23
| Sides and soffits of Slab | SM | 82
ELEMENT 5: TIMBER ROOF
SAWN TREATED CYPRESS, Grade S50, pressure impregnated (Provisional)
4.1.5 | LT5 profile gauge 28 prepainted roofing sheets fixed to timber purlins | SM | 245
4.1.6 | 100 x 50 mm as truss external members | LM | 285
4.1.7 | 75x50mm internal members | LM | 216
4.1.8 | 75x50mm purlins | LM | 210
4.1.9 | Ditto, wall plate | LM | 57
4.1.10 | 25 x 150mm splice plates | LM | 27
4.1.11 | 25 x 200mm Ridge board | LM | 72
Rainwater disposal
4.1.12 | 150x150mm 24gauge galvanized mild steel box gutter with galvanized steel brackets at 600mm centers | LM | 37
Fixed to fascia board (ms)
4.1.13 | Ditto, 100mm diameter down pipe fixed with brackets to wall at 1000mm maximum centers | LM | 12
4.1.14 | Extra over ditto for 600mm swanneck projection | NO | 4
4.1.15 | Ditto shoe | NO | 4
4.1.16 | Knot, prime, stop and apply 3 coats oil paint externally to:
4.1.17 | Prepare and apply bituminous paint to inside of gutter | LM | 37
Page Total Carried Forward
ITEM | DESCRIPTION | UNIT | QTY | RATE
DOORS AND IRON MONGERY
Brought Forward from Above
Doors
4.1.18 | Solid hardwood single leaf panel door 45mm thick overall size 900x2100mm (both faces panelled) | NO | 6
4.1.19 | Wrought hardwood door frames and finishing EX 50x150mm rebated and chamfered to detail | LM | 31
4.1.20 | 20mm quadrant plugged | LM | 62
4.1.20 | Ditto but for architraves | LM | 62
Ironmongery
Supply and fix the following to UNION or other equal and approved including matching screws
4.1.21 | 3-lever mortice lock with brass handles | NO | 6
4.1.22 | 100x75mm heavy duty brass butt hinges | PRS | 9
4.1.23 | Black rubber floor mounted doorstop | NO | 6
Painting and Decoration
4.1.22 | Knot, prime, stop and apply 3 coats polyurethane clear varnish to all timber surfaces above. | Item | Sum
Windows
4.1.23 | Provide and fix Purpose made steel casement 1000x1200mm windows including all cutting welding, filling and grinding to smooth finish with and including approved hinges, fasteners, strays and painted with one coat of red oxide primer before fixing. | No. | 6
INTERNAL FINISHES
Screeds
Clean whole existing fploor finish to remove all foreign materials to expose the floor bellow. Floor should be cleaned with water jet to remove dust an any loose materials. Cement and sand (1:4) mortar screed beds : wood float finished to receive ceramic tile floor finish (m.s) : on concrete
4.1.24 | 40mm Thick screed beds, steel trowelled to finish | m2 | 63
Ceramic tiles
Supply and fix 1st quality floor tiles : colour to Architects selected/approval : bedded on cement and sand (1:4) screed beds (ms) with cement : pointed and grouted in matching colour grout: allow fo laying diagonally where directed
4.1.25 | Ceramic tile floor finish | m2 | 63
4.1.25 | 100mm high skirtings | m | 82
Page Total Carried Forward
ITEM | DESCRIPTION | UNIT | QTY | RATE
Page Total Brought Forward
Plaster works
15 mm Thick Lime plaster : steel trowelled finish : on concrete or
blockwork : to
4.1.24 | Walls and beams | m2 | 246
| Ceiling | m2 | 63
Paint work
Prepare and apply three coats 1st grade plastic emulsion paint to
approval : on
4.1.25 | Prepare internal surfaces and paint to match existing colour | m2 | 246
4.1.26 | Prepare external surfaces and paint to match existing colour | m2 | 111
4.1.27 | Prepare and apply 3 coats emulsion paint to plastered | SM | 63
4.1.28 | Supply and fix wall shelves 300x400mm heigh made of 20mm thick cut and joined MDF pannels 1200mm high by 1800mm wide (at the reception area only) | m2 | 5
Total Carried to Summary
ITEM | DESCRIPTION | UNIT | QTY | RATE
ELEMENT NO. 2: ELECTRICAL INSTALLATIONS AND SERVICES
4.25 | Lighting Fittings
Supply and install following lighting fixtures with all accessories as per the specifications and drawings and complete with lamp fitting and accessories of Engineer or approved make.
4.25.1 | 1200mm Energy saving fluorescent tube lighting | No. | 12
4.26 | Switches
4.26.1 | 5 Amps one gang one way switch | No | 7
4.27 | Socket outlets
Supply and installation of fused shuttered switched socket outlet to comply with relevant BS standard (Clipsal, Orange, Crabtree/ Tenby/ABB or equivalent). Wiring (including supply of earth wire and all other material required) of above socket outlet using approved type 2.5mm² PVC/PVC copper cable and 2.5mm² earth wire drawn through securely fixed concealed PVC conduit in a ring circuit.
Socket outlet points
4.27.1 | 13 A twin sockets outlet | No | 10
4.28 | Final circuit Wiring
Wiring and installation (including supply of all materials) of the light points using approved type PVC insulated PVC sheathed 1.5 mm² copper cables and 2.5mm² earth cable drawn through securely fixed concealed PVC conduit, to the walls and slab surfaces Socket outlet points
4.28.1 | Lighting points | M | 91
4.29 | Fans
Supply and install following overhead electrical fans with all accessories prices must include all materials, installation, testing and commissioning
4.29.1 | 3 speed box fan with 20 inch blades | Nr. | 6
4.30 | Air conditioning
Supply, fix and commission air conditioning units of Samsung, Daikin, LG or equivalent and approved split air conditioning units including all accessories
4.30.1 | Unit of 6000 BTUs per hour, with EER 2-3, Cooling capacity 2,700-3000W low noise level and UTR Compressor, minimum warranty 5 years plus as described and shown on drawings. Include required accessories and fittings, mounting should be at least 600mm off the ground. | no | 6
Total Carried to Summary
BILL SUMMARY
1 | ELEMENT NO. 1 - SUPERSTRUCTURE
2 | ELEMENT NO. 2: ELECTRICAL INSTALLATIONS AND SERVICES
TOTAL FOR NEW CLASSROOMSCARRIED TO GRAND SUMMARY

## 5 Prayer Room
ITEM | DESCRIPTION | UNIT | QTY | RATE
PROPOSED MALE TRANSITION CENTER - BAIDOA
SECTION 5: PRAYER ROOM
5 | Prayer Room
5.1 | ELEMENT NO. 1 : SUB-STRUCTURES (all provisional)
5.1.1 | Clear site of all bushes and debris burn the arising | m2 | 62
5.1.2 | Excavate over site 200 mm deep to remove vegetable soil and cart away to spoil heap where directed on site | m2 | 62
5.1.3 | Excavate 400mm deep for solid block foundation by 400mm wide | m3 | 6
5.1.4 | Construct of 400mm thick solid block foundation 600mm high | m2 | 19
Hard-core or other approved filling, as described
5.1.5 | 300mm thick approved hard-core filling compacted and laid in layers not exceeding 150 mm thick | m2 | 62
5.1.6 | 50mm thick Quarry dust blinding to surfaces of hard-core :rolled smooth to receive polytheen sheeting (m.s) | m2 | 62
5.1.7 | Anti-termite treatment
5.1.8 | Gladiator or equal and approved chemical anti-termite treatment, executed complete by an approved specialist under a ten-year guarantee, to surfaces of blinding | m2 | 62
Damp-proof membrane
5.1.9 | 1000 gauge polythene or other equal and approved damp-proof membrane, laid over blinded hard-core (m.s) with 300mm side and end laps (measured nett-allow for laps) | m2 | 62
Formwork
5.1.10 | To the edges of ground slabs 100 - 200mm wide and foundation strips and ground columns | lm | 32
Reinforcement
High yield square twisted reinforcement bars to B.S 4461 in strip foundation, foundation beam and foundation columns and bases
5.1.11 | 8mm bars | Kg | 76
5.1.12 | 10mm bars | Kg | 70
5.1.13 | 12mm bars | Kg | 131
5.1.14 | Mesh reinforcement reference A142 weighing 2.22kg/m2 in ground slabs | m2 | 62
Concrete Works
Insitu concrete class 25/20 , vibrated and reinforced as described, in:-
5.1.15 | 150 mm Ground floor slab | m3 | 10
5.1.16 | Strip Foundation | m3 | 4
5.1.17 | Ground floor beam | m3 | 2
Foundation wall
Selected natural masonry stones (minimum 7.0N/mm) regular, coursed rough chisel dressed on all faces : exposed substructure walls shall include regular coursed walling of uniform colour and texture : fine dressed smooth finish to external face : bedded and jointed in cement and sand (1:3) mortar : Extra over external fine dressed wall for 10 x 10mm recessed horizontal joints with vertical flush joints : pointed in cement grout : wire brush stone work after keywork
5.1.18 | 200mm Foundation walls | m2 | 38
Total for Substructure Carried to Summary
ITEM | DESCRIPTION | UNIT | QTY | RATE
5.2 | ELEMENT NO. 2: SUPER STRUCTURE CONCRETE
Reinforced concrete class 25, as described in:-
5.5.1 | Beams | CM | 5
| 150 mm roof slab | CM | 12
| columns | CM | 6
Reinforcement, as described (PROVISIONAL)
High yield square twisted reinforcement to BS 4461
5.5.2 | 8mm ditto | Kg | 64
5.5.3 | 12mm ditto | Kg | 189
Sawn formwork, as described, to:-
5.5.4 | Sides and soffits of beams | SM | 19
| Sides and soffits of Slab | SM | 61
Total for Superstructure concrete Carried to Bill No. 2 Summary
5.3 | ELEMENT NO. 3 SUPERSTRUCTURE WALLING
Walling bedded and jointed in cement and sand (1:4) mortar, reinforcement with and including 25mm wide x 20 gauge hoop iron at every alternate course as described in:
5.3.1 | 400mmUncoursed rubble stones thick walling externally 3m high | SM | 95
5.3.3 | Damp-proof courses, as described, to walls
5.3.4 | 400mm wide | LM | 32
Total for Superstructure Walling Carried to Bill No. 2 Summary
5.4 | ELEMENT NO. 4 - ROOFING
SAWN TREATED CYPRESS, Grade S50, pressure impregnated (Provisional)
5.4.1 | LT5 profile gauge 28 prepainted roofing sheets fixed to timber purlins | SM | 89
5.4.2 | 100 x 50 mm as truss external members | LM | 105
5.4.3 | 75x50mm internal members | LM | 79
5.4.4 | 75x50mm purlins | LM | 84
5.4.5 | Ditto, wall plate | LM | 64
5.4.6 | 25 x 150mm splice plates | LM | 11
5.4.7 | 25 x 200mm Ridge board | LM | 11
Boarding
WROT CYPRESS, Prime Grade
5.4.8 | 25x50mm tongued and grooved boarding to eaves | SM | 17
5.4.9 | 32 x 250 mm Fascia board fixed to rafters | LM | 36
Painting and decorating
5.4.10 | Knot, prime, stop and apply 3 coats polyurethane varnish to eaves boarding | SM | 17
5.4.11 | Ditto but 3 coats gloss oil paint to fascia board 100-200mm girth | LM | 36
Rainwater disposal
5.4.12 | 150x150mm 24gauge galvanized mild steel box gutter with galvanized steel brackets at 600mm centers | LM | 36
Fixed to fascia board (ms)
5.4.13 | Ditto, 100mm diameter down pipe fixed with brackets to wall at 1000mm maximum centers | LM | 12
5.4.14 | Extra over ditto for 600mm swanneck projection | NO | 4
5.4.15 | Ditto shoe | NO | 4
5.4.16 | Knot, prime, stop and apply 3 coats oil paint externally to: Prepare and apply bituminous paint to inside of gutter | LM | 36
Total forRoof Works Carried to Bill Summary
ITEM | DESCRIPTION | UNIT | QTY
5.5 | ELEMENT NO. 5: DOORS
5.5.1 | Solid hardwood doubleleaf panel door 45mm thick overall size 1800x2100mm (both faces panelled) | NO | 2
5.5.2 | Wrought hardwood door frames and finishing EX 50x150mm rebated and chamfered to detail | LM | 12
5.5.3 | 20mm quadrant plugged | LM | 24
5.5.4 | Ditto but for architraves | LM | 24
Ironmongery
5.5.5 | Supply and fix the following to UNION or other equal and approved including matching screws
5.5.6 | 3-lever mortice lock with brass handles | NO | 2
5.5.7 | 100x75mm heavy duty brass butt hinges | PRS | 6
5.5.8 | Black rubber floor mounted doorstop | NO | 4
Painting and Decoration
5.5.9 | Knot, prime, stop and apply 3 coats polyurethane clear varnish to all timber surfaces above. | Item | Sum
Total for Doors Carried to Bill Summary
5.6 | ELEMENT NO. 6: WINDOWS
5.6.1 | Supply and fix anodised aluminium windows complete with glazing, and burglar proof, 1.4 x 1.4m high | No | 7
Total for Windows Carried to Bill Summary
ITEM | DESCRIPTION | UNIT | QTY | RATE
5.7 | ELEMENT NO 7: FINISHES
15 mm cement and sand (1:3) render, finished with
woodfloat to:-
5.7.1 | Concrete or masonry surfaces externally | SM | 64
12mm (minimum) two coat lime plaster as described to
5.7.2 | Concrete or masonry surfaces internally | SM | 60
Floor Finishes
Cement and sand (1:3) screeds, backings, beds etc
5.7.3 | 40mm finished floor screed steel troweled finish | SM | 62
5.7.4 | Ditto : Skirting | LM | 30
Ceiling
Timber brandering
5.7.5 | 50 x 50 blandering on timber joists at 600mm centres bothways | SM | 62
5.7.6 | 75 x 50 timber joists | LM | 104
5.7.7 | Supply and fix ceiling board as approved by engineer | SM | 62
Painting and decorating
Prepare and apply three coats first quality emulsion
paint on:-
5.7.8 | Plastered walls externally | SM | 64
Prepare and apply three coats first quality silk vinyl
emulsion paint on:-
5.7.9 | Plastered surfaces internally | SM | 60
Total for Finishes Carried to Bill Summary
ITEM | DESCRIPTION | UNIT | QTY | RATE
5.8 | ELEMENT NO. 8: ELECTRICAL INSTALLATIONS AND SERVICES
Lighting Fittings
Supply and install following lighting fixtures with all accessories as per the specifications and drawings and complete with lamp fitting and accessories of Engineer or approved make.
5.8.1 | 1200mm Energy saving fluorescent tube lighting | No. | 6
Switches
5.8.2 | 5 Amps one gang one way switch | No | 6
Socket outlets
Supply and installation of fused shuttered switched socket outlet to comply with relevant BS standard (Clipsal, Orange, Crabtree/ Tenby/ABB or equivalent). Wiring (including supply of earth wire and all other material required) of above socket outlet using approved type 2.5mm² PVC/PVC copper cable and 2.5mm² earth wire drawn through securely fixed concealed PVC conduit in a ring circuit.
Socket outlet points
5.8.3 | 13 A twin sockets outlet | No | 6
Final circuit Wiring
Wiring and installation (including supply of all materials) of the light points using approved type PVC insulated PVC sheathed 1.5 mm² copper cables and 2.5mm² earth cable drawn through securely fixed concealed PVC conduit, to the walls and slab surfaces Socket outlet points
5.8.4 | Lighting points | M | 105
Supply and install following overhead electrical fans with all accessories prices must include all materials, installation, testing and commissioning
5.8.5 | 3 speed box fan with 20 inch blades | Nr. | 3
Supply, fix and commission air conditioning units of Samsung, Daikin, LG or equivalent and approved split air conditioning units including all accessories
5.8.6 | Unit of 6000 BTUs per hour, with EER 2-3, Cooling capacity 2,700-3000W low noise level and UTR Compressor, minimum warranty 5 years plus as described and shown on drawings. Include required accessories and fittings, mounting should be at least 600mm off the ground. | no
Power Supply and Connection
5.8.7 | Provisional Sum of 350 USD for connecting power Supply and for connecting electricity to each unit and for any other power related items inadvertently omitted. | Item | Sum
Total Carried to Summary
5.9 | ELEMENT NO. 9: STEPS AND RUMPS
5.9.1 | Construct to specification steps and rumps as indicated on the drawing | Item | Sum
Total Carried Summary
ITEM | DESCRIPTION | UNIT | QTY
5.1 | ELEMENT NO. 10 WASH AREA FOR PRAYERS
5.10.1 | Construct 1 No continuous concrete bench consisting of 400x2000x100mm thick reinforced concrete slab with T8 @ 200mm C/C on double 200mm thick by 400mm high block wall with an extra 400mm bellow the ground . Construct also 800mm high by 200mm thick by 2000mm long block wall for the support of plumbing and water tap. Fill the area between the wall and the bench with hard-core and 100mm thick reinforced concrete slab with T8 200mm C/C 2000mm long at the top and steel trowel to a smooth finish. Fix 3No. taps to specification. Tile all areas in contact with water including the bench. | Item | Sum
Total carried to Summary
5.11 | ELEMENT NO. 11: SOAK PIT 1 No.
5.11.1 | Excavate 1.5m diameter x 3.5m depth pit each | C.M | 11
5.11.2 | Backfill with well packed approved hard-core to 2m depth | C.M | 7
5.11.3 | Plastic sheeting | S.M | 4
5.11.4 | 200mm thick normal soil backfill | C.M | 1
Total Carried Summary
BILL SUMMARY
5.1 | ELEMENT NO. 1 : SUB-STRUCTURES (all provisional)
5.2 | ELEMENT NO. 2: SUPER STRUCTURE CONCRETE
5.3 | ELEMENT NO. 3 SUPERSTRUCTURE WALLING
5.4 | ELEMENT NO. 4 - ROOFING
5.5 | ELEMENT NO. 5: DOORS
5.6 | ELEMENT NO. 6: WINDOWS
5.7 | ELEMENT NO 7: FINISHES
5.8 | ELEMENT NO. 8: ELECTRICAL INSTALLATIONS AND SERVICES
5.9 | ELEMENT NO. 9: STEPS AND RUMPS
5.1 | ELEMENT NO. 10 WASH AREA FOR PRAYERS
5.11 | ELEMENT NO. 11: SOAK PIT 1 No.
TOTAL FOR OFFICES CARRIED TO GRAND SUMMARY

## 6 General Store
ITEM | DESCRIPTION | UNIT | QTY | RATE
PROPOSED MALE TRANSITION CENTER - BAIDOA
SECTION 6: GENERAL STORE
6 | General Store
6.1 | ELEMENT NO. 1 : SUB-STRUCTURES (all provisional)
6.1.1 | Clear site of all bushes and debris burn the arising | m2 | 48
6.1.2 | Excavate over site 200 mm deep to remove vegetable soil and cart away to spoil heap where directed on site | m2 | 48
6.1.3 | Excavate 400mm deep for solid block foundation by 400mm wide | m3 | 5
6.1.4 | Construct of 400mm thick solid block foundation 600mm high | m2 | 17
Hard-core or other approved filling, as described
6.1.5 | 300mm thick approved hard-core filling compacted and laid in layers not exceeding 150 mm thick | m2 | 48
6.1.6 | 50mm thick Quarry dust blinding to surfaces of hard-core :rolled smooth to receive polytheen sheeting (m.s) | m2 | 48
6.1.7 | Anti-termite treatment
6.1.8 | Gladiator or equal and approved chemical anti-termite treatment, executed complete by an approved specialist under a ten-year guarantee, to surfaces of blinding | m2 | 48
Damp-proof membrane
6.1.9 | 1000 gauge polythene or other equal and approved damp-proof membrane, laid over blinded hard-core (m.s) with 300mm side and end laps (measured nett-allow for laps) | m2 | 48
Formwork
6.1.10 | To the edges of ground slabs 100 - 200mm wide and foundation strips and ground columns | lm | 28
Reinforcement
High yield square twisted reinforcement bars to B.S 4461 in strip foundation, foundation beam and foundation columns and bases
6.1.11 | 8mm bars | Kg | 66
6.1.12 | 10mm bars | Kg | 61
6.1.13 | 12mm bars | Kg | 113
6.1.14 | Mesh reinforcement reference A142 weighing 2.22kg/m2 in ground slabs | m2 | 48
Concrete Works
Insitu concrete class 25/20 , vibrated and reinforced as described, in:-
6.1.15 | 150 mm Ground floor slab | m3 | 8 |  |  | 5760
6.1.16 | Strip Foundation | m3 | 3
6.1.17 | Ground floor beam | m3 | 2
Foundation wall
Selected natural masonry stones (minimum 7.0N/mm) regular, coursed rough chisel dressed on all faces : exposed substructure walls shall include regular coursed walling of uniform colour and texture : fine dressed smooth finish to external face : bedded and jointed in cement and sand (1:3) mortar : Extra over external fine dressed wall for 10 x 10mm recessed horizontal joints with vertical flush joints : pointed in cement grout : wire brush stone work after keywork
6.1.18 | 200mm Foundation walls | m2 | 38
Total for Substructure Carried to Summary
ITEM | DESCRIPTION | UNIT | QTY | RATE
6.2 | ELEMENT NO. 2: SUPER STRUCTURE CONCRETE |  |  |  |  | 47.961
Reinforced concrete class 25, as described in:-
6.6.1 | Beams | CM | 4 |  |  | 47.961
| 150 mm roof slab | CM | 8
| columns | CM | 5
Reinforcement, as described (PROVISIONAL)
High yield square twisted reinforcement to BS 4461
6.6.2 | 8mm ditto | Kg | 57 |  | 6270
6.6.3 | 12mm ditto | Kg | 168
Sawn formwork, as described, to:-
6.6.4 | Sides and soffits of beams | SM | 17
| Sides and soffits of Slab | SM | 48
Total for Superstructure concrete Carried to Bill No. 2 Summary
6.3 | ELEMENT NO. 3 SUPERSTRUCTURE WALLING
Walling bedded and jointed in cement and sand (1:4) mortar, reinforcement with and including 25mm wide x 20 gauge hoop iron at every alternate course as described in:
6.3.1 | 400mmUncoursed rubble stones thick walling externally 3m high | SM | 83
6.3.3 | Damp-proof courses, as described, to walls
6.3.4 | 400mm wide | LM | 28
Total for Superstructure Walling Carried to Bill No. 2 Summary
6.4 | ELEMENT NO. 4 - ROOFING
SAWN TREATED CYPRESS, Grade S50, pressure impregnated (Provisional)
6.4.1 | LT5 profile gauge 28 prepainted roofing sheets fixed to timber purlins | SM | 72
6.4.2 | 100 x 50 mm as truss external members | LM | 72
6.4.3 | 75x50mm internal members | LM | 68
6.4.4 | 75x50mm purlins | LM | 84
6.4.5 | Ditto, wall plate | LM | 56
6.4.6 | 25 x 150mm splice plates | LM | 11
6.4.7 | 25 x 200mm Ridge board | LM | 9
Boarding
WROT CYPRESS, Prime Grade
6.4.8 | 25x50mm tongued and grooved boarding to eaves | SM | 15
6.4.9 | 32 x 250 mm Fascia board fixed to rafters | LM | 32
Painting and decorating
6.4.10 | Knot, prime, stop and apply 3 coats polyurethane varnish to eaves boarding | SM | 15
6.4.11 | Ditto but 3 coats gloss oil paint to fascia board 100-200mm girth | LM | 32
Rainwater disposal
6.4.12 | 150x150mm 24gauge galvanized mild steel box gutter with galvanized steel brackets at 600mm centers | LM | 32
Fixed to fascia board (ms)
6.4.13 | Ditto, 100mm diameter down pipe fixed with brackets to wall at 1000mm maximum centers | LM | 12
6.4.14 | Extra over ditto for 600mm swanneck projection | NO | 4
6.4.15 | Ditto shoe | NO | 4
6.4.16 | Knot, prime, stop and apply 3 coats oil paint externally to: Prepare and apply bituminous paint to inside of gutter | LM | 32
Total forRoof Works Carried to Bill Summary
6.5 | ELEMENT NO. 5: DOORS
6.5.1 | Solid hardwood doubleleaf panel door 45mm thick overall size 1800x2100mm (both faces panelled) | NO | 1
6.5.2 | Wrought hardwood door frames and finishing EX 50x150mm rebated and chamfered to detail | LM | 6
6.5.3 | 20mm quadrant plugged | LM | 12
6.5.4 | Ditto but for architraves | LM | 12
Ironmongery
6.5.5 | Supply and fix the following to UNION or other equal and approved including matching screws
6.5.6 | 3-lever mortice lock with brass handles | NO | 1
6.5.7 | 100x75mm heavy duty brass butt hinges | PRS | 3
6.5.8 | Black rubber floor mounted doorstop | NO | 2
Painting and Decoration
6.5.9 | Knot, prime, stop and apply 3 coats polyurethane clear varnish to all timber surfaces above. | Item | Sum
Total for Doors Carried to Bill Summary
6.6 | ELEMENT NO. 6: WINDOWS
6.6.1 | Supply and fix anodised aluminium windows complete with glazing, and burglar proof, 1.4 x 1.4m high | No | 5
Total for Windows Carried to Bill Summary
6.7 | ELEMENT NO 7: FINISHES
15 mm cement and sand (1:3) render, finished with
woodfloat to:-
6.7.1 | Concrete or masonry surfaces externally | SM | 52
12mm (minimum) two coat lime plaster as described to
6.7.2 | Concrete or masonry surfaces internally | SM | 56
Floor Finishes
Cement and sand (1:3) screeds, backings, beds etc
6.7.3 | 40mm finished floor screed steel troweled finish | SM | 48
6.7.4 | Ditto : Skirting | LM | 26
Ceiling
Timber brandering
6.7.5 | 50 x 50 blandering on timber joists at 600mm centres bothways | SM | 48
6.7.6 | 75 x 50 timber joists | LM | 80
6.7.7 | Supply and fix ceiling board as approved by engineer | SM | 48
Painting and decorating
Prepare and apply three coats first quality emulsion
paint on:-
6.7.8 | Plastered walls externally | SM | 52
Prepare and apply three coats first quality silk vinyl
emulsion paint on:-
6.7.9 | Plastered surfaces internally | SM | 56
Total for Finishes Carried to Bill Summary
ITEM | DESCRIPTION | UNIT | QTY | RATE
6.8 | ELEMENT NO. 8: ELECTRICAL INSTALLATIONS AND SERVICES
Lighting Fittings
Supply and install following lighting fixtures with all accessories as per the specifications and drawings and complete with lamp fitting and accessories of Engineer or approved make.
6.8.1 | 1200mm Energy saving fluorescent tube lighting | No. | 4
Switches
6.8.2 | 5 Amps one gang one way switch | No | 4
Socket outlets
Supply and installation of fused shuttered switched socket outlet to comply with relevant BS standard (Clipsal, Orange, Crabtree/ Tenby/ABB or equivalent). Wiring (including supply of earth wire and all other material required) of above socket outlet using approved type 2.5mm² PVC/PVC copper cable and 2.5mm² earth wire drawn through securely fixed concealed PVC conduit in a ring circuit.
Socket outlet points
6.8.3 | 13 A twin sockets outlet | No | 4
Final circuit Wiring
Wiring and installation (including supply of all materials) of the light points using approved type PVC insulated PVC sheathed 1.5 mm² copper cables and 2.5mm² earth cable drawn through securely fixed concealed PVC conduit, to the walls and slab surfaces Socket outlet points
6.8.4 | Lighting points | M | 83
Supply and install following overhead electrical fans with all accessories prices must include all materials, installation, testing and commissioning
6.8.5 | 3 speed box fan with 20 inch blades | Nr.
Supply, fix and commission air conditioning units of Samsung, Daikin, LG or equivalent and approved split air conditioning units including all accessories
6.8.6 | Unit of 6000 BTUs per hour, with EER 2-3, Cooling capacity 2,700-3000W low noise level and UTR Compressor, minimum warranty 5 years plus as described and shown on drawings. Include required accessories and fittings, mounting should be at least 600mm off the ground. | no
Total Carried to Summary
ITEM | DESCRIPTION | UNIT | QTY | RATE
6.9 | ELEMENT NO. 9: STEPS AND RUMPS
6.9.1 | Construct to specification steps and rumps as indicated on the drawing | Item | Sum
Total Carried Summary
6.1 | ELEMENT NO. 10: SOAK PIT 1 No.
6.10.1 | Excavate 1.5m diameter x 3.5m depth pit each | C.M | 11
6.10.2 | Backfill with well packed approved hard-core to 2m depth | C.M | 7
6.10.3 | Plastic sheeting | S.M | 4
6.10.4 | 200mm thick normal soil backfill | C.M | 1
Total Carried Summary
BILL SUMMARY
6.1 | ELEMENT NO. 1 : SUB-STRUCTURES (all provisional)
6.2 | ELEMENT NO. 2: SUPER STRUCTURE CONCRETE
6.3 | ELEMENT NO. 3 SUPERSTRUCTURE WALLING
6.4 | ELEMENT NO. 4 - ROOFING
6.5 | ELEMENT NO. 5: DOORS
6.6 | ELEMENT NO. 6: WINDOWS
6.7 | ELEMENT NO 7: FINISHES
6.8 | ELEMENT NO. 8: ELECTRICAL INSTALLATIONS AND SERVICES
6.9 | ELEMENT NO. 9: STEPS AND RUMPS
6.10 | ELEMENT NO. 10: SOAK PIT 1 No.
TOTAL FOR GENERAL STORE CARRIED TO GRAND SUMMARY

## 7 Clinic
ITEM | DESCRIPTION | UNIT | QTY | RATE
PROPOSED MALE TRANSITION CENTER - BAIDOA
SECTION 7: CLINIC
6 | General Store
7.1 | ELEMENT NO. 1 : SUB-STRUCTURES (all provisional)
7.1.1 | Clear site of all bushes and debris burn the arising | m2 | 23
7.1.2 | Excavate over site 200 mm deep to remove vegetable soil and cart away to spoil heap where directed on site | m2 | 23
7.1.3 | Excavate 400mm deep for solid block foundation by 400mm wide | m3 | 4
7.1.4 | Construct of 400mm thick solid block foundation 600mm high | m2 | 14
Hard-core or other approved filling, as described
7.1.5 | 300mm thick approved hard-core filling compacted and laid in layers not exceeding 150 mm thick | m2 | 23
7.1.6 | 50mm thick Quarry dust blinding to surfaces of hard-core :rolled smooth to receive polytheen sheeting (m.s) | m2 | 23
7.1.7 | Anti-termite treatment
7.1.8 | Gladiator or equal and approved chemical anti-termite treatment, executed complete by an approved specialist under a ten-year guarantee, to surfaces of blinding | m2 | 23
Damp-proof membrane
7.1.9 | 1000 gauge polythene or other equal and approved damp-proof membrane, laid over blinded hard-core (m.s) with 300mm side and end laps (measured nett-allow for laps) | m2 | 23
Formwork
7.1.10 | To the edges of ground slabs 100 - 200mm wide and foundation strips and ground columns | lm | 23
Reinforcement
High yield square twisted reinforcement bars to B.S 4461 in strip foundation, foundation beam and foundation columns and bases
7.1.11 | 8mm bars | Kg | 54
7.1.12 | 10mm bars | Kg | 50
7.1.13 | 12mm bars | Kg | 94
7.1.14 | Mesh reinforcement reference A142 weighing 2.22kg/m2 in ground slabs | m2 | 23
Concrete Works
Insitu concrete class 25/20 , vibrated and reinforced as described, in:-
7.1.15 | 150 mm Ground floor slab | m3 | 4
7.1.16 | Strip Foundation | m3 | 3
7.1.17 | Ground floor beam | m3 | 2
Foundation wall
Selected natural masonry stones (minimum 7.0N/mm) regular, coursed rough chisel dressed on all faces : exposed substructure walls shall include regular coursed walling of uniform colour and texture : fine dressed smooth finish to external face : bedded and jointed in cement and sand (1:3) mortar : Extra over external fine dressed wall for 10 x 10mm recessed horizontal joints with vertical flush joints : pointed in cement grout : wire brush stone work after keywork
7.1.18 | 200mm Foundation walls | m2 | 28
Total for Substructure Carried to Summary
ITEM | DESCRIPTION | UNIT | QTY | RATE
7.2 | ELEMENT NO. 2: SUPER STRUCTURE CONCRETE
Reinforced concrete class 25, as described in:-
7.7.1 | Beams | CM | 2
| 150 mm roof slab | CM | 4
| columns | CM | 4
Reinforcement, as described (PROVISIONAL)
High yield square twisted reinforcement to BS 4461
7.7.2 | 8mm ditto | Kg | 32
7.7.3 | 12mm ditto | Kg | 94
Sawn formwork, as described, to:-
7.7.4 | Sides and soffits of beams | SM | 10
| Sides and soffits of Slab | SM | 13
Total for Superstructure concrete Carried to Bill No. 2 Summary
7.3 | ELEMENT NO. 3 SUPERSTRUCTURE WALLING
Walling bedded and jointed in cement and sand (1:4) mortar, reinforcement with and including 25mm wide x 20 gauge hoop iron at every alternate course as described in:
7.3.1 | 400mmUncoursed rubble stones thick walling externally 3m high | SM | 69
7.3.3 | Damp-proof courses, as described, to walls
7.3.4 | 400mm wide | LM | 23
Total for Superstructure Walling Carried to Bill No. 2 Summary
7.4 | ELEMENT NO. 4 - ROOFING
SAWN TREATED CYPRESS, Grade S50, pressure impregnated (Provisional)
7.4.1 | LT5 profile gauge 28 prepainted roofing sheets fixed to timber purlins | SM | 38
7.4.2 | 100 x 50 mm as truss external members | LM | 41
7.4.3 | 75x50mm internal members | LM | 20
7.4.4 | 75x50mm purlins | LM | 51
7.4.5 | Ditto, wall plate | LM | 46
7.4.6 | 25 x 150mm splice plates | LM | 6
7.4.7 | 25 x 200mm Ridge board | LM | 6
Boarding
WROT CYPRESS, Prime Grade
7.4.8 | 25x50mm tongued and grooved boarding to eaves | SM | 11
7.4.9 | 32 x 250 mm Fascia board fixed to rafters | LM | 23
Painting and decorating
7.4.10 | Knot, prime, stop and apply 3 coats polyurethane varnish to eaves boarding | SM | 11
7.4.11 | Ditto but 3 coats gloss oil paint to fascia board 100-200mm girth | LM | 23
Rainwater disposal
7.4.12 | 150x150mm 24gauge galvanized mild steel box gutter with galvanized steel brackets at 600mm centers | LM | 23
Fixed to fascia board (ms)
7.4.13 | Ditto, 100mm diameter down pipe fixed with brackets to wall at 1000mm maximum centers | LM | 6
7.4.14 | Extra over ditto for 600mm swanneck projection | NO | 2
7.4.15 | Ditto shoe | NO | 2
7.4.16 | Knot, prime, stop and apply 3 coats oil paint externally to: Prepare and apply bituminous paint to inside of gutter | LM | 23
Total forRoof Works Carried to Bill Summary
7.5 | ELEMENT NO. 5: DOORS
7.5.1 | Solid hardwood single leaf panel door 45mm thick overall size 900x2100mm (both faces panelled) | NO | 2
7.5.2 | Wrought hardwood door frames and finishing EX 50x150mm rebated and chamfered to detail | LM | 11
7.5.3 | 20mm quadrant plugged | LM | 22
7.5.4 | Ditto but for architraves | LM | 22
Ironmongery
7.5.5 | Supply and fix the following to UNION or other equal and approved including matching screws
7.5.6 | 3-lever mortice lock with brass handles | NO | 2
7.5.7 | 100x75mm heavy duty brass butt hinges | PRS | 6
7.5.8 | Black rubber floor mounted doorstop | NO | 4
Painting and Decoration
7.5.9 | Knot, prime, stop and apply 3 coats polyurethane clear varnish to all timber surfaces above. | Item | Sum
Total for Doors Carried to Bill Summary
7.6 | ELEMENT NO. 6: WINDOWS
7.6.1 | Supply and fix anodised aluminium windows complete with glazing, and burglar proof, 1.4 x 1.4m high | No | 4
Total for Windows Carried to Bill Summary
ITEM | DESCRIPTION | UNIT | QTY | RATE
7.7 | ELEMENT NO 7: FINISHES
15 mm cement and sand (1:3) render, finished with
woodfloat to:-
7.7.1 | Concrete or masonry surfaces externally | SM | 38
12mm (minimum) two coat lime plaster as described to
7.7.2 | Concrete or masonry surfaces internally | SM | 43
Floor Finishes
Cement and sand (1:3) screeds, backings, beds etc
7.7.3 | 40mm finished floor screed steel troweled finish | SM | 23
7.7.4 | Ditto : Skirting | LM | 21
Ceiling
Timber brandering
7.7.5 | 50 x 50 blandering on timber joists at 600mm centres bothways | SM | 23
7.7.6 | 75 x 50 timber joists | LM | 39
7.7.7 | Supply and fix ceiling board as approved by engineer | SM | 23
Painting and decorating
Prepare and apply three coats first quality emulsion
paint on:-
7.7.8 | Plastered walls externally | SM | 38
Prepare and apply three coats first quality silk vinyl
emulsion paint on:-
7.7.9 | Plastered surfaces internally | SM | 43
Total for Finishes Carried to Bill Summary
ITEM | DESCRIPTION | UNIT | QTY | RATE
7.8 | ELEMENT NO. 8: ELECTRICAL INSTALLATIONS AND SERVICES
Lighting Fittings
Supply and install following lighting fixtures with all accessories as per the specifications and drawings and complete with lamp fitting and accessories of Engineer or approved make.
7.8.1 | 1200mm Energy saving fluorescent tube lighting | No. | 2
Switches
7.8.2 | 5 Amps one gang one way switch | No | 2
Socket outlets
Supply and installation of fused shuttered switched socket outlet to comply with relevant BS standard (Clipsal, Orange, Crabtree/ Tenby/ABB or equivalent). Wiring (including supply of earth wire and all other material required) of above socket outlet using approved type 2.5mm² PVC/PVC copper cable and 2.5mm² earth wire drawn through securely fixed concealed PVC conduit in a ring circuit.
Socket outlet points
7.8.3 | 13 A twin sockets outlet | No | 3
Final circuit Wiring
Wiring and installation (including supply of all materials) of the light points using approved type PVC insulated PVC sheathed 1.5 mm² copper cables and 2.5mm² earth cable drawn through securely fixed concealed PVC conduit, to the walls and slab surfaces Socket outlet points
7.8.4 | Lighting points | M | 69
Supply and install following overhead electrical fans with all accessories prices must include all materials, installation, testing and commissioning
7.8.5 | 3 speed box fan with 20 inch blades | Nr. | 2
Supply, fix and commission air conditioning units of Samsung, Daikin, LG or equivalent and approved split air conditioning units including all accessories
7.8.6 | Unit of 6000 BTUs per hour, with EER 2-3, Cooling capacity 2,700-3000W low noise level and UTR Compressor, minimum warranty 5 years plus as described and shown on drawings. Include required accessories and fittings, mounting should be at least 600mm off the ground. | no | 1
Total Carried to Summary
ITEM | DESCRIPTION | UNIT | QTY | RATE
7.9 | ELEMENT NO. 9: STEPS AND RUMPS
7.9.1 | Construct to specification steps and rumps as indicated on the drawing | Item | Sum
Total Carried Summary
7.10 | ELEMENT NO. 10: WALL SHELVES
7.10.1 | Supply and fix wall shelves 300x400mm heigh made of 20mm thick cut and joined MDF pannels 1200mm high by 1800mm wide (at the reception area only) | m2 | 5
Total carried to Summary
7.11 | ELEMENT NO.11: MECHANICAL WORKS
7.11.1 | supply and fix hand washing basin including all fittings and two water taps in each | No. | 2
Total carried to Summary
7.12 | ELEMENT NO.12: SOAK PIT 1 No.
7.12.1 | Excavate 1.5m diameter x 3.5m depth pit each | C.M | 11
7.12.2 | Backfill with well packed approved hard-core to 2m depth | C.M | 7
7.12.3 | Plastic sheeting | S.M | 4
7.12.4 | 200mm thick normal soil backfill | C.M | 1
Total Carried Summary
BILL SUMMARY
7.1 | ELEMENT NO. 1 : SUB-STRUCTURES (all provisional)
7.2 | ELEMENT NO. 2: SUPER STRUCTURE CONCRETE
7.3 | ELEMENT NO. 3 SUPERSTRUCTURE WALLING
7.4 | ELEMENT NO. 4 - ROOFING
7.5 | ELEMENT NO. 5: DOORS
7.6 | ELEMENT NO. 6: WINDOWS
7.7 | ELEMENT NO 7: FINISHES
7.8 | ELEMENT NO. 8: ELECTRICAL INSTALLATIONS AND SERVICES
7.9 | ELEMENT NO. 9: STEPS AND RUMPS
7.10 | ELEMENT NO. 10: WALL SHELVES
7.11 | ELEMENT NO.11: MECHANICAL WORKS
7.12 | ELEMENT NO.12: SOAK PIT 1 No.
TOTAL FOR GENERAL STORE CARRIED TO GRAND SUMMARY

## 8 Kitchen and Dining
ITEM | DESCRIPTION | UNIT | QTY | RATE
PROPOSED MALE TRANSITION CENTER - BAIDOA
SECTION 8:KITCHEN AND DINING
8 | Kitchen and Dining
8.1 | ELEMENT NO. 1 : SUB-STRUCTURES (all provisional)
8.1.1 | Clear site of all bushes and debris burn the arising | m2 | 139
8.1.2 | Excavate over site 200 mm deep to remove vegetable soil and cart away to spoil heap where directed on site | m2 | 139
8.1.3 | Excavate 400mm deep for solid block foundation by 400mm wide | m3 | 11
8.1.4 | Construct of 400mm thick solid block foundation 600mm high | m2 | 39
Hard-core or other approved filling, as described
8.1.5 | 300mm thick approved hard-core filling compacted and laid in layers not exceeding 150 mm thick | m2 | 139
8.1.6 | 50mm thick Quarry dust blinding to surfaces of hard-core :rolled smooth to receive polytheen sheeting (m.s) | m2 | 139
8.1.7 | Anti-termite treatment
8.1.8 | Gladiator or equal and approved chemical anti-termite treatment, executed complete by an approved specialist under a ten-year guarantee, to surfaces of blinding | m2 | 139
Damp-proof membrane
8.1.9 | 1000 gauge polythene or other equal and approved damp-proof membrane, laid over blinded hard-core (m.s) with 300mm side and end laps (measured nett-allow for laps) | m2 | 139
Formwork
8.1.10 | To the edges of ground slabs 100 - 200mm wide and foundation strips and ground columns | lm | 64
Reinforcement
High yield square twisted reinforcement bars to B.S 4461 in strip foundation, foundation beam and foundation columns and bases
8.1.11 | 8mm bars | Kg | 150
8.1.12 | 10mm bars | Kg | 138
8.1.13 | 12mm bars | Kg | 260
8.1.14 | Mesh reinforcement reference A142 weighing 2.22kg/m2 in ground slabs | m2 | 139
Concrete Works
Insitu concrete class 25/20 , vibrated and reinforced as described, in:-
8.1.15 | 150 mm Ground floor slab | m3 | 21 |  |  | 5760
8.1.16 | Strip Foundation | m3 | 7
8.1.17 | Ground floor beam | m3 | 4
Foundation wall
Selected natural masonry stones (minimum 7.0N/mm) regular, coursed rough chisel dressed on all faces : exposed substructure walls shall include regular coursed walling of uniform colour and texture : fine dressed smooth finish to external face : bedded and jointed in cement and sand (1:3) mortar : Extra over external fine dressed wall for 10 x 10mm recessed horizontal joints with vertical flush joints : pointed in cement grout : wire brush stone work after keywork
8.1.18 | 200mm Foundation walls | m2 | 64
Total for Substructure Carried to Summary
ITEM | DESCRIPTION | UNIT | QTY | RATE
8.2 | ELEMENT NO. 2: SUPER STRUCTURE CONCRETE
Reinforced concrete class 25, as described in:-
8.2.1 | Beams | CM | 13 |  |  | 47.961
| 150 mm roof slab | CM | 21
| columns | CM | 7
Reinforcement, as described (PROVISIONAL)
High yield square twisted reinforcement to BS 4461
8.2.2 | 8mm ditto | Kg | 127 |  | 13970
8.2.3 | 12mm ditto | Kg | 374
Sawn formwork, as described, to:-
8.2.4 | Sides and soffits of beams | SM | 37
| Sides and soffits of Slab | SM | 139
Total for Superstructure concrete Carried to Bill No. 2 Summary
8.3 | ELEMENT NO. 3 SUPERSTRUCTURE WALLING
Walling bedded and jointed in cement and sand (1:4) mortar, reinforcement with and including 25mm wide x 20 gauge hoop iron at every alternate course as described in:
8.3.1 | 400mmUncoursed rubble stones thick walling externally 3m high | SM | 153
8.3.3 | Damp-proof courses, as described, to walls
8.3.4 | 400mm wide | LM | 41
Total for Superstructure Walling Carried to Bill No. 2 Summary
8.4 | ELEMENT NO. 4 - ROOFING
SAWN TREATED CYPRESS, Grade S50, pressure impregnated (Provisional)
8.4.1 | LT5 profile gauge 28 prepainted roofing sheets fixed to timber purlins | SM | 191
8.4.2 | 150 x 100 mm as truss external members | LM | 211
8.4.3 | 75x50mm internal members | LM | 176
8.4.4 | 75x50mm purlins | LM | 224
8.4.5 | Ditto, wall plate | LM | 127
8.4.6 | 25 x 150mm splice plates | LM | 18
8.4.7 | 25 x 200mm Ridge board | LM | 19
Boarding
WROT CYPRESS, Prime Grade
8.4.8 | 25x50mm tongued and grooved boarding to eaves | SM | 27
8.4.9 | 32 x 250 mm Fascia board fixed to rafters | LM | 55
Painting and decorating
8.4.10 | Knot, prime, stop and apply 3 coats polyurethane varnish to eaves boarding | SM | 27
8.4.11 | Ditto but 3 coats gloss oil paint to fascia board 100-200mm girth | LM | 55
Rainwater disposal
8.4.12 | 150x150mm 24gauge galvanized mild steel box gutter with galvanized steel brackets at 600mm centers | LM | 55
Fixed to fascia board (ms)
8.4.13 | Ditto, 100mm diameter down pipe fixed with brackets to wall at 1000mm maximum centers | LM | 18
8.4.14 | Extra over ditto for 600mm swanneck projection | NO | 6
8.4.15 | Ditto shoe | NO | 6
8.4.16 | Knot, prime, stop and apply 3 coats oil paint externally to: Prepare and apply bituminous paint to inside of gutter | LM | 55
Total forRoof Works Carried to Bill Summary
8.5 | ELEMENT NO. 5: DOORS
8.5.1 | Solid hardwood doubleleaf panel door 45mm thick overall size 1800x2100mm (both faces panelled) | NO | 2
8.5.2 | Solid hardwood single leaf panel door 45mm thick overall size 900x2100mm (both faces panelled) | NO | 2
8.5.3 | Wrought hardwood door frames and finishing EX 50x150mm rebated and chamfered to detail | LM | 23
8.5.4 | 20mm quadrant plugged | LM | 46
8.5.5 | Ditto but for architraves | LM | 46
Ironmongery
8.5.6 | Supply and fix the following to UNION or other equal and approved including matching screws
8.5.7 | 3-lever mortice lock with brass handles | NO | 4
8.5.8 | 100x75mm heavy duty brass butt hinges | PRS | 9
8.5.9 | Black rubber floor mounted doorstop | NO | 10
Painting and Decoration
8.5.10 | Knot, prime, stop and apply 3 coats polyurethane clear varnish to all timber surfaces above. | Item | Sum
Total for Doors Carried to Bill Summary
8.6 | ELEMENT NO. 6: WINDOWS
8.6.1 | Supply and fix anodised aluminium windows complete with glazing, and burglar proof, 1.4 x 1.4m high | No | 13
Total for Windows Carried to Bill Summary
ITEM | DESCRIPTION | UNIT | QTY | RATE
8.7 | ELEMENT NO 7: FINISHES
15 mm cement and sand (1:3) render, finished with
woodfloat to:-
8.7.1 | Concrete or masonry surfaces externally | SM | 102
12mm (minimum) two coat lime plaster as described to
8.7.2 | Concrete or masonry surfaces internally | SM | 124
8.7.3 | Ditto Ceiling | sm | 140 |  | 21.2
Floor Finishes
Cement and sand (1:3) screeds, backings, beds etc
8.7.3 | 40mm finished floor screed steel troweled finish | SM | 140
8.7.4 | Ditto : Skirting | LM | 62
Painting and decorating
Prepare and apply three coats first quality emulsion
paint on:-
8.7.8 | Plastered walls externally | SM | 102
Prepare and apply three coats first quality silk vinyl
emulsion paint on:-
8.7.9 | Plastered surfaces internally | SM | 124
8.7.10 | Palstered Ceiling | sm | 140
Total for Finishes Carried to Bill Summary
8.8 | ELEMENT NO. 8: KITCHEN INTERIOR WORKS
8.8.1 | Construct to specification three fire places as indicated on the drawing | Item | Sum
| Double bowl double drainer stainless steel kitchen sink size 1200 x 600 with bowl size 400 x 340 x 150mm complete with 1 No. Bricon kitchen mixer and tap 40mm waste outlet chain and plug, overflow, 40mmtubular 'P' trap No. WF 8491XX. Sink to be as "ASL"or equal and approved. The sink to be in heavy duty sheet. | no | 2
| supply and fix one overhead chimney over fire place including venting, connection and making good all cut surfaces | no | 1
Work tops and Bottom Cabinets
8.8.2 | Construct 200mm thick 800mm high massonry walls for kitchen platfor support | SM | 8
8.8.3 | Concrete class 20 in 50mm thick plinth and work top | SM | 8
8.8.4 | No. A 142 Fabric mesh reinforcement weighing 2.22 kg per metre square fixed in slab | SM | 8
8.8.5 | Formwork to of slab | SM | 8
8.8.6 | Formwork to edge of slab. 50mm high | LM | 12
8.8.7 | Plaster to soffit of slab and bottom | SM | 16
8.8.8 | Ceramic tiles to worktop including screed | SM | 8
8.8.9 | Veneered mahogany 20mm thick in cupboard doors, divisions and shelves | SM | 8
8.8.10 | Malpa Hinges | Pairs | 25
8.8.11 | Allow for fitting sink to worktop | Item | Sum
8.8.12 | Total: Work tops and Bottom CabinetsSupply and apply three coats of gloss paint as finish
Over head Cabinets
8.8.13 | MDF for bearers, support cupboard doors and division and shelves nailed and hang as per the drawings | SM | 30
8.8.14 | Supply and fix malpa hinges | Pairs | 15
8.8.15 | Supply and apply three coats of gloss paint as finish | SM | 30
Total Carried Summary
8.9 | ELEMENT NO. 9: DINNING INTERIOR WORKS
8.9.1 | supply and fix hand washing basin including all fittings and two water taps in each | No. | 3
Total carried to Summary
ITEM | DESCRIPTION | UNIT | QTY | RATE
8.10 | ELEMENT NO. 10: ELECTRICAL INSTALLATIONS AND SERVICES
Lighting Fittings
Supply and install following lighting fixtures with all accessories as per the specifications and drawings and complete with lamp fitting and accessories of Engineer or approved make.
8.10.1 | 1200mm Energy saving fluorescent tube lighting | No. | 13
Switches
8.10.2 | 5 Amps one gang one way switch | No | 13
Socket outlets
Supply and installation of fused shuttered switched socket outlet to comply with relevant BS standard (Clipsal, Orange, Crabtree/ Tenby/ABB or equivalent). Wiring (including supply of earth wire and all other material required) of above socket outlet using approved type 2.5mm² PVC/PVC copper cable and 2.5mm² earth wire drawn through securely fixed concealed PVC conduit in a ring circuit.
Socket outlet points
8.10.3 | 13 A twin sockets outlet | No | 10
Final circuit Wiring
Wiring and installation (including supply of all materials) of the light points using approved type PVC insulated PVC sheathed 1.5 mm² copper cables and 2.5mm² earth cable drawn through securely fixed concealed PVC conduit, to the walls and slab surfaces Socket outlet points
8.10.4 | Lighting points | M | 165
Supply and install following overhead electrical fans with all accessories prices must include all materials, installation, testing and commissioning
8.10.5 | 3 speed box fan with 20 inch blades | Nr. | 10
Supply, fix and commission air conditioning units of Samsung, Daikin, LG or equivalent and approved split air conditioning units including all accessories
8.10.6 | Unit of 6000 BTUs per hour, with EER 2-3, Cooling capacity 2,700-3000W low noise level and UTR Compressor, minimum warranty 5 years plus as described and shown on drawings. Include required accessories and fittings, mounting should be at least 600mm off the ground. | no | 4
Total Carried to Summary
ITEM | DESCRIPTION | UNIT | QTY | RATE
8.11 | ELEMENT NO. 11: STEPS AND RUMPS
8.11.1 | Construct to specification steps and rumps as indicated on the drawing | Item | Sum
Total Carried Summary
8.12 | ELEMENT NO. 12: WALL SHELVES
8.12.1 | Supply and fix wall shelves 300x400mm heigh made of 20mm thick cut and joined MDF pannels 1200mm high by 1800mm wide (at the reception area only) | m2 | 10
Total carried to Summary
8.13 | ELEMENT NO.13: MECHANICAL WORKS
8.13.1 | supply and fix hand washing basin including all fittings and two water taps in each | No. | 2
Total carried to Summary
8.14 | ELEMENT NO.14: SOAK PIT 1 No.
8.14.1 | Excavate 1.5m diameter x 3.5m depth pit each | C.M | 11
8.14.2 | Backfill with well packed approved hard-core to 2m depth | C.M | 7
8.14.3 | Plastic sheeting | S.M | 4
8.14.4 | 200mm thick normal soil backfill | C.M | 1
Total Carried Summary
BILL SUMMARY
8.1 | ELEMENT NO. 1 : SUB-STRUCTURES (all provisional)
8.2 | ELEMENT NO. 2: SUPER STRUCTURE CONCRETE
8.3 | ELEMENT NO. 3 SUPERSTRUCTURE WALLING
8.4 | ELEMENT NO. 4 - ROOFING
8.5 | ELEMENT NO. 5: DOORS
8.6 | ELEMENT NO. 6: WINDOWS
8.7 | ELEMENT NO 7: FINISHES
8.8 | ELEMENT NO. 8: KITCHEN INTERIOR WORKS
8.9 | ELEMENT NO. 9: DINNING INTERIOR WORKS
8.10 | ELEMENT NO. 10: ELECTRICAL INSTALLATIONS AND SERVICES
8.11 | ELEMENT NO. 11: STEPS AND RUMPS
8.12 | ELEMENT NO. 12: WALL SHELVES
8.13 | ELEMENT NO.13: MECHANICAL WORKS
8.14 | ELEMENT NO.14: SOAK PIT 1 No.
TOTAL FOR GENERAL STORE CARRIED TO GRAND SUMMARY

## 9 Accommodattion Block
ITEM | DESCRIPTION | UNIT | QTY | RATE
PROPOSED MALE TRANSITION CENTER - BAIDOA
SECTION 9: ACCOMMODATION BLOCK
9 | ACCOMMODATION BLOCK
9.1 | ELEMENT NO. 1 : DEMOLITIONS
9.1.1 | Provide suffucient props to the roof section around the verandah and demolition existing verander wall, suporting masonry columns and vent blocks. Demolish walls ment for toilets in each room. Carefully removea lliron sheet roof and remove all trusses and store as directed for reuse. Collect all resultant waste and dispose off site as per the local government requirement | m3 | 32
9.1.2 | Carefully removea lliron sheet roof and remove all trusses and store as directed for reuse. Collect all resultant waste and dispose off site as per the local government requirement | m2 | 313
9.1.2 | Clear site and all rooms of all bushes and debrisboxes and relocate valuables items as directed, dispose al waste as directed by local authority requirements | m2 | 313
SUB-TOTAL CARRIED TO SUMMARY
9.2 | ELEMENT NO. 2 : SUBSTRUCTURE - PROVISIONAL (at the entarance verrander only)
Excavation
9.2.1 | Excavate 600mm deep by 600mm wide for strip footing and column bases to a depth not exeeding 1m | m3 | 21
Disposal of excavated materials
9.2.3 | Backfill and compact selected excavated material : compact in layers not exceeding 150mm thick | m3 | 3
9.2.4 | Surplus excavated materials : remove from site | m3 | 18
Insitu concrete : class 25/20 mm : vibrated : reinforced
9.2.9 | Column bases and strip footing | m3 | 5
9.2.10 | Columns | m3 | 5
9.2.11 | 200*300mm Ground beam | m3 | 3
Steel Bar Reinforcement
9.2.12 | High yield square twisted rod reinforcement to BS 4461 and Mild
steel bar reinforcement to BS 4449 (all provisional)
9.2.13 | 8mm diameter bars, | kg | 82
9.2.14 | 10mm diameter bars, | kg | 76
9.2.14 | 12mm diameter bars | kg | 143
Sawn formwork : to
9.2.15 | Vertical sides : of Strip footing | m2 | 14
9.2.16 | Vertical edges : Columns | m | 61
SUB-TOTAL CARRIED TO SUMMARY
9.3 | ELEMENT NO. 3 - RENOVATIONAND CONCRETE WORKS
Walls
9.3.1 | Patch up areas with damaged plaster with cement sand plaster and make good to reveive paint |  | 157
9.3.2 | Prepare internal surface and paint to match existing colour | m2 | 401
9.3.3 | Prepare external surface and paint to match existing colour | m2 | 276
Reinforced concrete class 25, as described in:-
8.2.1 | Beams | CM | 24
| 150 mm roof slab | CM | 14
| columns | CM | 6
Reinforcement, as described (PROVISIONAL)
High yield square twisted reinforcement to BS 4461
8.2.2 | 8mm ditto | Kg | 202
8.2.3 | 12mm ditto | Kg | 595
Sawn formwork, as described, to:-
8.2.4 | Sides and soffits of beams | SM | 59
| Sides and soffits of Slab | SM | 188
Total for Renovation Carried to Summary
ITEM | DESCRIPTION | UNIT | QTY | RATE
ELEMENT 4: ROOF
9.3.4 | LT5 profile gauge 28 prepainted roofing sheets fixed to timber purlins | SM | 360
SAWN TREATED CYPRESS, Grade S50, pressure impregnated (Provisional)
9.3.5 | 100 x 50 mm as truss external members | LM | 474
9.3.6 | 75x50mm internal members | LM | 364
9.3.7 | 75x50mm purlins | LM | 279
9.3.8 | Ditto, wall plate | LM | 88
9.3.9 | 25 x 150mm splice plates | LM | 35
9.3.10 | 25 x 200mm Ridge board | LM | 35
Boarding
9.3.11 | WROT CYPRESS, Prime Grade
9.3.12 | 25x50mm tongued and grooved boarding to eaves | SM | 45
9.3.13 | 32 x 250 mm Fascia board fixed to rafters | LM | 92
Painting and decorating
9.3.14 | Knot, prime, stop and apply 3 coats polyurethane varnish to eaves boarding | SM | 45
9.3.15 | Ditto but 3 coats gloss oil paint to fascia board 100-200mm girth | LM | 92
Rainwater disposal
9.3.16 | 150x150mm 24gauge galvanized mild steel box gutter with galvanized steel brackets at 600mm centers | LM | 92
Fixed to fascia board (ms)
9.3.17 | Ditto, 100mm diameter down pipe fixed with brackets to wall at 1000mm maximum centers | LM | 15
9.3.18 | Extra over ditto for 600mm swanneck projection | NO | 8
9.3.19 | Ditto shoe | NO | 8
9.3.20 | Knot, prime, stop and apply 3 coats oil paint externally to:
9.3.21 | Prepare and apply bituminous paint to inside of gutter | LM | 92
SUB-TOTAL CARRIED TO SUMMARY
9.4 | ELEMENT NO. 4 - DOORS
9.4.1 | Steel single leaf panel door 45mm thick overall size 900x2100mm (both faces panelled) complete with frames and I ron Mongery | NO | 5
9.4.7 | 100x75mm heavy duty brass butt hinges | PRS | 8
9.4.8 | Black rubber floor mounted doorstop | NO | 5
Painting and Decoration
9.4.9 | Gloss paint to all metal surfaces. | Item | Sum
SUB-TOTAL CARRIED TO SUMMARY
9.5 | ELEMENT NO. 5 - WINDOWS
9.5.1 | Supply and fix anodised aluminium windows complete with glazing, and burglar proof, 1.4 x 1.4m high | No | 7
SUB-TOTAL CARRIED TO SUMMARY
ELEMENT NO. 6: INTERNAL FINISHES
9.20 | Screeds
Cement and sand (1:4) mortar screed beds steel float finished
9.20.1 | 40mm Thick screed beds | m2 | 94
9.21.2 | Ditto but 100mm high skirtings | m | 18
9.21.3 | Palstered Walls
9.22 | Plaster works
15 mm Thick Lime plaster : steel trowelled finish : on concrete or
blockwork : to
9.22.1 | Internal Walls and beams | m2 | 54
9.22.2 | External Surfaces | m2 | 141
9.22.3 | Concrete Ceiling | m2 | 94
9.24 | Paint work
Prepare and apply three coats 1st grade plastic emulsion paint to
approval : on
9.24.1 | Prepare internal surfaces and paint to match existing colour | m2 | 54
9.24.2 | Prepare external surfaces and paint to match existing colour | m2 | 141
9.24.3 | Plastered Ceiling | m2 | 94
Total for Internal Finish
ITEM | DESCRIPTION | UNIT | QTY | RATE
9.6 | ELEMENT NO.6 - STORAGE SHELVES
9.6.1 | supply and fix wall shelves 300x400mm heigh made of 20mm thick cut and joined MDF pannels 1200mm high by 1800mm wide | m2 | 24
SUB-TOTAL CARRIED TO SUMMARY
ELECTRICAL INSTALLATIONS AND SERVICES
9.7 | ELEMENT NO. 7: ELECTRICAL INSTALLATIONS AND SERVICES
Lighting Fittings
Supply and install following lighting fixtures with all accessories as per the specifications and drawings and complete with lamp fitting and accessories of Engineer or approved make.
9.7.1 | 1200mm Energy saving fluorescent tube lighting | No. | 16
Switches
9.7.2 | 5 Amps one gang one way switch | No | 16
Socket outlets
Supply and installation of fused shuttered switched socket outlet to comply with relevant BS standard (Clipsal, Orange, Crabtree/ Tenby/ABB or equivalent). Wiring (including supply of earth wire and all other material required) of above socket outlet using approved type 2.5mm² PVC/PVC copper cable and 2.5mm² earth wire drawn through securely fixed concealed PVC conduit in a ring circuit.
Socket outlet points
9.7.3 | 13 A twin sockets outlet | No | 5
Final circuit Wiring
Wiring and installation (including supply of all materials) of the light points using approved type PVC insulated PVC sheathed 1.5 mm² copper cables and 2.5mm² earth cable drawn through securely fixed concealed PVC conduit, to the walls and slab surfaces Socket outlet points
9.7.4 | Lighting points | M | 288
Supply and install following overhead electrical fans with all accessories prices must include all materials, installation, testing and commissioning
9.7.4 | 3 speed box fan with 20 inch blades | Nr. | 5
Supply, fix and commission air conditioning units of Samsung, Daikin, LG or equivalent and approved split air conditioning units including all accessories
SUB-TOTAL CARRIED TO SUMMARY
STEPS AND RUMPS
9.8 | ELEMENT NO. 8: STEPS AND RUMPS
9.8.1 | Construct to specification steps and rumps as indicated on the drawing | Item | Sum
SUB-TOTAL CARRIED TO SUMMARY
BILL SUMMARY
9.1 | ELEMENT NO. 1 : DEMOLITIONS
9.2 | ELEMENT NO. 2 : SUBSTRUCTURE - PROVISIONAL (at the entarance verrander only)
9.3 | ELEMENT NO. 3 - RENOVATIONAND CONCRETE WORKS
9.4 | ELEMENT 4: ROOF
9.5 | ELEMENT NO. 4 - DOORS
9.6 | ELEMENT NO. 5 - WINDOWS
9.7 | ELEMENT NO. 6: INTERNAL FINISHES
9.8 | ELEMENT NO.6 - STORAGE SHELVES
9.9 | ELEMENT NO. 7: ELECTRICAL INSTALLATIONS AND SERVICES
9.1 | ELEMENT NO. 8: STEPS AND RUMPS
TOTAL FOR OFFICES RENOVATION CARRIED TO GRAND SUMMARY

## 10 Toilets
ITEM | DESCRIPTION | UNIT | QTY | RATE
PROPOSED MALE TRANSITION CENTER - BAIDOA
SECTION 10: TOILETS BLOCK AND STAFF TOILETS
10 | TOILETS
10.1 | ELEMENT NO. 1 : SUB-STRUCTURES (all provisional)
10..1.1 | Demolition of all existing structures (Old kitchen along the boundary wall and old elevated water tank) | m3 | 45
10..1.10. | Clear site of all bushes and debris and dispose off as per local autorities' procedures. | m2 | 113
10..1.3 | Excavate over site 200 mm deep to remove vegetable soil and cart away to spoil heap where directed on site | m2 | 113
10..1.4 | Excavate 1000mm deep for hollow block foundation by 600mm wide | m3 | 7
Insitu concrete : class 25/20 mm : vibrated : reinforced
10.1.5 | Column bases and Strip footing | m3 | 11
10.1.6 | Columns | m3 | 3
10.1.7 | 200*300mm Ground beam | m3 | 6
Steel Bar Reinforcement
10.1.8 | High yield square twisted rod reinforcement to BS 4461 and Mild
steel bar reinforcement to BS 4449 (all provisional)
10.1.9 | 8mm diameter bars, | kg | 206
10.1.10 | 10mm diameter bars, | kg | 189
10.1.11 | 12mm diameter bars | kg | 357
Sawn formwork : to
10.1.12 | Vertical sides : of Strip footing | m2 | 35
10.1.13 | Vertical edges : Columns | m | 34
Foundation wall
Selected natural masonry stones (minimum 7.0N/mm) regular, coursed rough chisel dressed on all faces : exposed substructure walls shall include regular coursed walling of uniform colour and texture : fine dressed smooth finish to external face : bedded and jointed in cement and sand (1:3) mortar : Extra over external fine dressed wall for 10 x 10mm recessed horizontal joints with vertical flush joints : pointed in cement grout : wire brush stone work after keywork
10.1.14 | 200mm Foundation walls | m2 | 105
Hard-core or other approved filling, as described
10..1.15 | 300mm thick approved hard-core filling compacted and laid in layers not exceeding 150 mm thick | m2 | 113
10..1.16 | 50mm thick Quarry dust blinding to surfaces of hard-core :rolled smooth to receive polytheen sheeting (m.s) | m2 | 113
Anti-termite treatment
10..1.16 | Gladiator or equal and approved chemical anti-termite treatment, executed complete by an approved specialist under a ten-year guarantee, to surfaces of blinding | m2 | 113
Damp-proof membrane
10..1.17 | 1000 gauge polythene or other equal and approved damp-proof membrane, laid over blinded hard-core (m.s) with 300mm side and end laps (measured nett-allow for laps) | m2 | 113
ITEM | DESCRIPTION | UNIT | QTY | RATE
Formwork
10..1.18 | To the edges of ground slabs 100 - 200mm wide | lm | 50
Reinforcement
10..1.19 | Mesh reinforcement reference A142 weighing 2.22kg/m2 in ground slabs | m2 | 113
Concrete Works
Insitu concrete class 25/20 , vibrated and reinforced as described, in:-
10..1.20 | 150 mm Ground floor slab | m3 | 17
Floor Finish
Cement and sand (1:3) screeds
10..1.21 | 25mm Thick cement/sand (1:4) screed steel trowelled | SM | 113
Total Carried to Summary
10.2 | ELEMENT NO. 2: SUPER STRUCTURE CONCRETE
Reinforced concrete class 25, as described in:-
10.2.1 | Beams | CM | 14 |  |  | 47.961
Reinforcement, as described (PROVISIONAL)
High yield square twisted reinforcement to BS 4461
10.2.2 | 8mm ditto | Kg | 87 |  | 9570
10.2.3 | 12mm ditto | Kg | 357
Sawn formwork, as described, to:-
10.2.4 | Sides and soffits of beams | SM | 70
Total Carried to Summary
10.3 | ELEMENT NO. 3 SUPERSTRUCTURE WALLING
Hollow block walling
200x200mm Hollow block stone walling bedded and jointed in cement and sand (1:4) mortar, reinforcement with and including 25mm wide x 20 gauge hoop iron at every alternate course as described in:
10.3.1 | 200mm thick walling externally 3m high | SM | 262
Damp-proof courses, as described, to walls
10.3.2 | 200mm wide | LM | 87.3
Total Carried to Summary
10.4 | ELEMENT NO. 4 ROOFING
Roof
SAWN TREATED CYPRESS, Grade S50, pressure impregnated (Provisional)
10.4.1 | LT5 profile gauge 28 prepainted roofing sheets fixed to timber purlins | SM | 101
10.4.2 | 75 x 50 mm as truss external members | LM | 146
10.4.3 | 50x50mm internal members | LM | 71
10.4.4 | 50x50mm purlins | LM | 124
10.4.5 | Ditto, wall plate | LM | 42
10.4.6 | 25 x 150mm splice plates | LM | 18
10.4.7 | 25 x 200mm Ridge board | LM | 21
Boarding
10.4.8 | WROT CYPRESS, Prime Grade
10.4.9 | 25x50mm tongued and grooved boarding to eaves | SM | 25
10.4.10 | 32 x 250 mm Fascia board fixed to rafters | LM | 54
10.4.11 | Painting and decorating
10.4.12 | Knot, prime, stop and apply 3 coats polyurethane varnish to eaves boarding | SM | 25
10.4.13 | Ditto but 3 coats gloss oil paint to fascia board 100-200mm girth | LM | 54
Rainwater disposal
10.4.14 | 150x150mm 24gauge galvanized mild steel box gutter with galvanized steel brackets at 600mm centers | LM | 54
Fixed to fascia board (ms)
10.4.15 | Ditto, 100mm diameter down pipe fixed with brackets to wall at 1000mm maximum centers | LM | 12
10.4.16 | Extra over ditto for 600mm swanneck projection | NO | 4
10.4.17 | Ditto shoe | NO | 4
10.4.18 | Knot, prime, stop and apply 3 coats oil paint externally to:
10.4.19 | Prepare and apply bituminous paint to inside of gutter | LM | 54
Total Carried to Summary
10.5 | ELEMENT NO. 5 DOORS AND IRONMONGERY
Doors
10.5.1 | Solid hardwood single leaf panel door 45mm thick overall size 800x2100mm (both faces panelled) | NO | 11
10.5.2 | Wrought hardwood door frames and finishing EX 50x150mm rebated and chamfered to detail | LM | 57
10.5.3 | 20mm quadrant plugged | LM | 114
10.5.4 | Ditto but for architraves | LM | 114
Ironmongery
10.5.5 | Supply and fix the following to UNION or other equal and approved including matching screws
10.5.6 | 3-lever mortice lock with brass handles | NO | 11
10.5.7 | 100x75mm heavy duty brass butt hinges | PRS | 17
10.5.8 | Black rubber floor mounted doorstop | NO | 11
Painting and Decoration
10.5.9 | Knot, prime, stop and apply 3 coats polyurethane clear varnish to all timber surfaces above. | Item | Sum
Total Carried to Summary
10.6 | ELEMENT NO. 6 WINDOWS
Windows
10.6.1 | Supply and fix anodised aluminium windows complete with glazing, and burglar proof, 1.4 x 1.4m high | No | 1
10.6.2 | Fubricate and fix wooden ventilation, 300mm x 600m high | No | 10
Total Carried to Summary
ITEM | DESCRIPTION | UNIT | QTY | RATE
10.7 | ELEMENT NO. 7 FLOOR FINISHES
Floor Finishes
Cement and sand (1:3) screed, backing, beds etc.
10.7.1 | 20mm bed finished to receive Non-slip ceramic floor tiles (m.s) | m2 | 113
Non-slip ceramic floor tile
10.7.2 | 300X300 x 8 mm thick coloured Ceramic Tiles laid to pattern and shape | m2 | 48
Total Carried to Summary
10.8 | ELEMENT NO. 8: ELECTRICAL INSTALLATIONS AND SERVICES
Lighting Fittings
Supply and install following lighting fixtures with all accessories as per the specifications and drawings and complete with lamp fitting and accessories of Engineer or approved make.
10.8.1 | 1200mm Energy saving fluorescent tube lighting | No. | 4
10.8.2 | 25Watt Energy saving LED bulb lighting | No. | 10
Switches
10.8.3 | 5 Amps one gang one way switch | No | 12
Socket outlets
Final circuit Wiring
Wiring and installation (including supply of all materials) of the light points using approved type PVC insulated PVC sheathed 1.5 mm² copper cables and 2.5mm² earth cable drawn through securely fixed concealed PVC conduit, to the walls and slab surfaces Socket outlet points
10.8.4 | Lighting points | M | 162
Supply and install following overhead electrical fans with all accessories prices must include all materials, installation, testing and commissioning
Total Carried to Summary
ITEM | DESCRIPTION | UNIT | QTY | RATE
10.9 | ELEMENT NO. 9: MECHANICAL INSTALLATIONS AND SERVICES
PLUMBING
COLD WATER DISTRIBUTION
Supply and install INDO GREEN PPR pipe to DIN 8077,8078 manufactured as per DIN 16962 and conforming to ISO and EN 15874 standard. All pipe and fitting to conform to PN25
10.9.1 | 25 mm diameter ditto | Lm | 83
Extra Over Tubbing For:
BEND /ELBOWS
10.9.2 | 25mm diameter | NO | 8
Tee
10.9.3 | 25mm diameter | NO | 29
GATE VALVES
10.9.4 | Ditto but 25mm diameter | NO | 1
10.9.5 | Pressure booster pump set as Grundfos or equal and approved. Pump: CH2-30 Flow rate: 2m3/hr Complete with 60 litres pressure vessel | Set | 1
10.9.6 | 3,000 litres Cold water tanks as roto, dimensions 1610 mm diameter X1520mm high | No. | 1
SOIL AND WASTE DRAINAGE
Supply and install the following soil and waste system of pipe and fittings to BS 4514 with the installation of fittings done to manufacturers instruction and BS 5572 1978 as manufactured by "key" terrain" or any other manufacturer approved by the Project Manager. Tenderers must allow in the pipe work prices for all couplings connectors inspection covers, jointings roding eyes pipe fastenings including clips, holderbat sets, and plugging required for the proper and satisfactory functioning system
10.9.7 | 100.4.40 Pipe | Lm. | 97
10.9.8 | 200.2.40 ditto | Lm. | 9
10.9.9 | 200.15.40 ditto | Lm. | 5
10.9.10 | 200.125.40 ditto | Lm. | 5
Extra Over Pipe For:-
10.9.11 | 1801.4.87 bend | NO | 3
10.9.12 | 180.4.87 long radius bend | NO | 5
10.9.13 | 1848.4 WC connector | NO | 12
10.9.14 | 1849.4. "P" trap | NO | 5
10.9.15 | 1811.4 lip seal connectors | NO | 5
10.9.16 | 102.4.5. connecting bend | NO | 5
10.9.17 | 201.2.91 sweep bend | NO | 2
10.9.18 | 201.15.40 ditto | NO | 2
10.9.19 | 201.125.40 ditto | NO | 2
10.9.20 | 204.125.135 ditto | NO | 2
10.9.21 | 279.2 trapped floor gulley | NO | 8
10.9.22 | 282.6 floor gulley inlet | NO | 8
10.9.23 | 149.14.22 weathering slate | NO | 1
10.9.24 | 150.6 vent cowl | NO | 1
10.9.25 | Construct a standard 600x450mm Manhole complete with heavy duty manhole cover | NO | 9
10.9.26 | Gulley traps complete with covers | NO | 5
10.9.27 | Allow a sum for connecting to septic tank, testing and commissioning of the drainage system to approval of the Project Manager | Sum | 1
ITEM | DESCRIPTION | UNIT | QTY | RATE
SANITARY FITTINGS
PROVIDE RATES FOR SUPPLY, FIXING & TESTING THE FOLLOWING SANITARY FITTINGS
10.9.28 | Twyfords Envy btw wash down W.C suite with horizontal outlet in Vitreous China comprising of WC pan REF. NV1438WH seat and soft closing cover NV7995WH, Chrome plate hinges, WC outlet Connector P trap or equal and approved. | No | 12
10.9.29 | Twyfords concealled pattern Chrome plated flush valve No SF 9303CP complete with flow regulator, flush bend and WC Inlet Connector and waste. | NO | 12
10.9.30 | Chrome plated coat hook for wall mounting | NO | 12
10.9.31 | Arabic shower complete with all the accessories | NO | 12
10.9.32 | Twyfords 165 x 165mm build-in toilet roll holder No. VC 9336 WH (to be installed next to every WC pan). | NO | 12
10.9.33 | Twyfords Envy 500 pedestal wash handbasin No. NV4811WH to BS 3402 comprising: - single centre tap hole, in Vitreous China Ref. WB575100, chain & stay hole, fixing brackets Chrome plated beaded chain waste11/4 waste WF 4330 CP Chrome plated bottle "P' trap 1-1/4 " WF 8482 XX on a pedestal stand NV4910WH | NO | 12
10.9.34 | Cobra push tap with delay or equal and approved, | NO | 12
10.9.35 | Soap Dispenser Wall mounted Soap dispenser with a capacity of about one Litre having a press action Soap release mechanism complete with fixing screws. As starmix or approved equivalent | NO | 3
10.9.36 | WALL MIRRORS Twyford bevelled edge polished glass mirror size 900 x 600 x 6mm thick with silver backing with chromium plated dome shaped nuts and brass screws plugged. | No | 3
Total Carried to Summary
10.10 | ELEMENT NO. 10: RENOVATION OF EXISTING STAFF TOILET
Renovation of existing staff toilets
| provide a lump sum amount for renovation of existing staff toilet. Replace taps (3), check and repair plambing works and reconnect to water supply, check and replace WC (1) and make necessary connection, check and reconnect lights and provide and fix 25watt LED bulbs (2)with switch. |  | sum
Total Carried to Summary
BILL SUMMARY
10.1 | ELEMENT NO. 1 : SUB-STRUCTURES (all provisional)
10.2 | ELEMENT NO. 2: SUPER STRUCTURE CONCRETE
10.3 | ELEMENT NO. 3 SUPERSTRUCTURE WALLING
10.4 | ELEMENT NO. 4 ROOFING
10.5 | ELEMENT NO. 5 DOORS AND IRONMONGERY
10.6 | ELEMENT NO. 6 WINDOWS
10.7 | ELEMENT NO. 7 FLOOR FINISHES
10.8 | ELEMENT NO. 8: ELECTRICAL INSTALLATIONS AND SERVICES
10.9 | ELEMENT NO. 9: MECHANICAL INSTALLATIONS AND SERVICES
10.10 | ELEMENT NO. 10: RENOVATION OF EXISTING STAFF TOILET
TOTAL FOR TOILETS CARRIED TO GRAND SUMMARY

## 11 Gate House
ITEM | DESCRIPTION | UNIT | QTY | RATE
PROPOSED MALE TRANSITION CENTER - BAIDOA
SECTION 11: SECURITY HOUSE
11 | SECURITY HOUSE
11.1 | ELEMENT NO. 1 : SITE CLEARING
11.1.1 | Clear site and all rooms of all bushes and debrisboxes and relocate valuables items as directed, dispose al waste as directed by local authority requirements | m2 | 313
SUB-TOTAL CARRIED TO SUMMARY
11.2 | ELEMENT NO. 2 RENOVATION
Reinforced concrete class 25, as described in:-
8.2.1 | Beams | CM | 4
| 150 mm roof slab | CM | 5
Reinforcement, as described (PROVISIONAL)
High yield square twisted reinforcement to BS 4461
8.2.2 | 8mm ditto | Kg | 30
8.2.3 | 12mm ditto | Kg | 87
Sawn formwork, as described, to:-
8.2.4 | Sides and soffits of beams | SM | 9
| Sides and soffits of Slab | SM | 28
Floor Finishes
Cement and sand (1:3) screed, backing, beds etc.
11.2.6 | 20mm bed finished to receive Non-slip ceramic floor tiles (m.s) | m2 | 17
Walls
11.2.7 | Patch up areas with damaged plaster with cement sand plaster and make good to reveive paint |  | 140
11.2.8 | Prepare internal surface and paint to match existing colour | m2 | 70
11.2.9 | Prepare external surface and paint to match existing colour | m2 | 70
SUB-TOTAL CARRIED TO SUMMARY
11.3 | ELEMENT NO. 3 ROOFING
Roof
11.3.1 | LT5 profile gauge 28 prepainted roofing sheets fixed to timber purlins | SM | 41
SAWN TREATED CYPRESS, Grade S50, pressure impregnated (Provisional)
11.3.2 | 100 x 50 mm as truss external members | LM | 44
11.3.3 | 75x50mm internal members | LM | 22
11.3.4 | 75x50mm purlins | LM | 42
11.3.5 | Ditto, wall plate | LM | 22
11.3.6 | 25 x 150mm splice plates | LM | 5
11.3.7 | 25 x 200mm Ridge board | LM | 7
Boarding
11.3.8 | WROT CYPRESS, Prime Grade
11.3.9 | 25x50mm tongued and grooved boarding to eaves | SM | 12
11.3.10 | 32 x 250 mm Fascia board fixed to rafters | LM | 26
11.3.11 | Painting and decorating
11.3.12 | Knot, prime, stop and apply 3 coats polyurethane varnish to eaves boarding | SM | 12
11.3.13 | Ditto but 3 coats gloss oil paint to fascia board 100-200mm girth | LM | 26
Rainwater disposal
11.3.14 | 150x150mm 24gauge galvanized mild steel box gutter with galvanized steel brackets at 600mm centers | LM | 26
Fixed to fascia board (ms)
11.3.15 | Ditto, 100mm diameter down pipe fixed with brackets to wall at 1000mm maximum centers | LM | 6
11.3.16 | Extra over ditto for 600mm swanneck projection | NO | 2
11.3.17 | Ditto shoe | NO | 2
11.3.18 | Knot, prime, stop and apply 3 coats oil paint externally to:
11.3.19 | Prepare and apply bituminous paint to inside of gutter | LM | 26
SUB-TOTAL CARRIED TO SUMMARY
11.4 | ELEMENT NO. 4 - DOORS
11.4.1 | Solid hardwood single leaf panel door 45mm thick overall size 900x2100mm (both faces panelled) | NO | 1
11.4.2 | Wrought hardwood door frames and finishing EX 50x150mm rebated and chamfered to detail | LM | 6
11.4.3 | 20mm quadrant plugged | LM | 12
11.4.4 | Ditto but for architraves | LM | 12
Ironmongery
11.4.5 | Supply and fix the following to UNION or other equal and approved including matching screws
11.4.6 | 3-lever mortice lock with brass handles | NO | 1
11.4.7 | 100x75mm heavy duty brass butt hinges | PRS | 2
11.4.8 | Black rubber floor mounted doorstop | NO | 1
Painting and Decoration
11.4.9 | Knot, prime, stop and apply 3 coats polyurethane clear varnish to all timber surfaces above. | Item | Sum
SUB-TOTAL CARRIED TO SUMMARY
11.5 | ELEMENT NO. 5 - WINDOWS
11.5.1 | Supply and fix anodised aluminium windows complete with glazing, and burglar proof, 1.4 x 1.4m high | No | 1
SUB-TOTAL CARRIED TO SUMMARY
ITEM | DESCRIPTION | UNIT | QTY | RATE
11.6 | ELEMENT NO.6 - STORAGE SHELVES
11.6.1 | supply and fix wall shelves 300x400mm heigh made of 20mm thick cut and joined MDF pannels 1200mm high by 1800mm wide | m2 | 10
SUB-TOTAL CARRIED TO SUMMARY
ELECTRICAL INSTALLATIONS AND SERVICES
11.7 | ELEMENT NO. 7: ELECTRICAL INSTALLATIONS AND SERVICES
Lighting Fittings
Supply and install following lighting fixtures with all accessories as per the specifications and drawings and complete with lamp fitting and accessories of Engineer or approved make.
11.7.1 | 1200mm Energy saving fluorescent tube lighting | No. | 2
Switches
11.7.2 | 5 Amps one gang one way switch | No | 2
Socket outlets
Supply and installation of fused shuttered switched socket outlet to comply with relevant BS standard (Clipsal, Orange, Crabtree/ Tenby/ABB or equivalent). Wiring (including supply of earth wire and all other material required) of above socket outlet using approved type 2.5mm² PVC/PVC copper cable and 2.5mm² earth wire drawn through securely fixed concealed PVC conduit in a ring circuit.
Socket outlet points
11.7.3 | 13 A twin sockets outlet | No | 2
Final circuit Wiring
Wiring and installation (including supply of all materials) of the light points using approved type PVC insulated PVC sheathed 1.5 mm² copper cables and 2.5mm² earth cable drawn through securely fixed concealed PVC conduit, to the walls and slab surfaces Socket outlet points
11.7.4 | Lighting points | M | 63.6
Supply and install following overhead electrical fans with all accessories prices must include all materials, installation, testing and commissioning
11.7.4 | 3 speed box fan with 20 inch blades | Nr. | 1
Supply, fix and commission air conditioning units of Samsung, Daikin, LG or equivalent and approved split air conditioning units including all accessories
SUB-TOTAL CARRIED TO SUMMARY
STEPS AND RUMPS
11.8 | ELEMENT NO. 8: STEPS AND RUMPS
11.8.1 | Construct to specification steps and rumps as indicated on the drawing | Item | Sum
SUB-TOTAL CARRIED TO SUMMARY
BILL SUMMARY
11.1 | ELEMENT NO. 1 : SITE CLEARING
11.2 | ELEMENT NO. 2 RENOVATION
11.3 | ELEMENT NO. 3 ROOFING
11.4 | ELEMENT NO. 4 - DOORS
11.5 | ELEMENT NO. 5 - WINDOWS
11.6 | ELEMENT NO.6 - STORAGE SHELVES
11.7 | ELEMENT NO. 7: ELECTRICAL INSTALLATIONS AND SERVICES
11.8 | ELEMENT NO. 8: STEPS AND RUMPS
TOTAL FOR GATE HOUSE RENOVATION CARRIED TO GRAND SUMMARY

## 12 WATER TANK
ITEM | DESCRIPTION | UNIT | QTY | RATE
PROPOSED WOMEN TRANSITION CENTER BAIDOA
SECTION 12: WATER STORAGE TANKS
12.1 | Site Clearance
12.1.1 | Clear site of all bushes and debris. Grab up roots and | m2 | 12
burn the arisings
12.1.2 | Load, wheel and cart deposit and spread surplus excavated material where directed on site at a distance not exceeding 100 meters | Item | 1
12.2 | ELEMENT NO. 2 : SUBSTRUCTURES (PROVISIONAL)
12.2.1 | Excavations including maintaining and supporting sides
and keeping free from water, mud and fallen material
12.2.2 | Top soil excavation average 200mm deep | m3 | 3
12.2.3 | Excavate for foundation not exceeding 0.3
| meters deep, starting from stripped levels | m3 | 0.6
12.2.4 | Extra over for excavation in rock | m3 | 3
12.2.5 | Ditto Column bases | m3 | 1
Disposal
12.2.6 | Return, fill and ram selected excavated material around
| foundations | m3 | 9
12.2.7 | Load, wheel and cart deposit and spread surplus
excavated material where directed on site at a
| distance not exceeding 100 meters | m3 | 21
12.3 | ELEMENT NO. 3 : CONCRETE WORKS
Plain concrete class 15 in:
12.3.1 | 100mm blinding | m3 | 2
Insitu concrete class 25/20 , vibrated and reinforced in
BEAMS
12.3.2 | Ground beam | m3 | 5.67
12.3.3 | Ring beam 1 | m3 | 5.67
12.3.4 | Ring beam 2 | m3 | 5.67
SLABS
12.3.5 | 150mm thick surface bed laid in bays including all
| necessary formwork in | m3 | 2.4
12.3.6 | 200mm Intermediary Suspended slab | m3 | 3.2
12.3.7 | 200mm Roof slab | m3 | 3.2
COLUMNS
12.3.8 | Columns bases | m3 | 3.6
12.3.9 | Starter columns | m3 | 2.16
12.3.10 | Columns (Height 6m) | m3 | 12.96
Page total Carried forward
ITEM | DESCRIPTION | UNIT | QTY | RATE
Page total Brought Forward
12.4 | REINFORCEMENT
Reinforcement, as described:-[PROVISIONAL]
12.4.1 | High yield square twisted reinforcement bars to B.S 4461 including cutting bending and tying
BEAMS
12.4.2 | Y12 (Nominal Diameter 12mm) bars as main bars,
| Cross-Sectional Area (113mm2), Mass per unit length (0.888kg/m) | Kg | 190
12.4.3 | R8 (Nominal Diameter 8mm) bars as rings,
| Cross-Sectional Area (50.3mm2), Mass per unit length (0.395kg/m) | Kg | 425
COLUMN BASES AND 6 M COLUMNS
12.4.4 | Y12 (Nominal Diameter 12mm) bars spanning both ways | Kg | 150
Y12 (Nominal Diameter 12mm) bars spanning both ways
12.4.5 | Cross-Sectional Area (201mm2), Mass per unit length (1.579kg/m) | Kg | 250
12.4.6 | R8 (Nominal Diameter 8mm) bars as rings,
| Cross-Sectional Area (50.3mm2), Mass per unit length (0.395kg/m) | Kg | 180
12.5 | GROUND SLAB
Reference A142 mesh 200 x 200 mm , weight 2.22 kgs per square meter ( measured net - no allowance made for laps (inclunding bends, tying wire and distance blocks)
12.5.1 | Fabric ref. A142 weighing 2.22kg/ sq.metre, in surface
| bed | m2 | 12
12.6 | SUSPENDED SLABS - 2 NO.
12.6.1 | Y12 (Nominal Diameter 12mm) bars as main bars tops 2
| Cross-Sectional Area (113mm2), Mass per unit length (0.888kg/m) | Kg | 72
12.7 | FORMWORK
12.7.1 | To edge of floor slab | m2 | 3.6
12.7.2 | Ditto to sides and soffits of roof slab | m2 | 8
12.7.3 | Ditto to sides and soffits of base slab | m2 | 8
12.7.4 | Ditto to walls | m2 | 43.2
12.8 | SUPER-STRUCTURE WALLING
12.8.1 | Ventilated parapet wall with block walling leaving gaps 200mm wide, total height 1m high as wind breaker | m2 | 28
maximum aggregate size in as described, in:-
12.8.2 | 200 mm thick reinforced wall | m3 | 8.64
Page Total Carried Forward
ITEM | DESCRIPTION | UNIT | QTY | RATE
Page total Brought Forward
12.9 | ELEMENT NO. 6 : FINISHES
Cement and sand (1:3) screeds, backings, beds etc
25mm Thick cement/sand (1:4) screed finish
12.9.1 | Floor slab | m2 | 40
15 mm cement and sand (1:3) render, finished with
wood float to:-
12.9.2 | Concrete or masonry surfaces externally
12.9.3 | Ditto outside all slabs | m2 | 7
12.9.4 | Ditto for columns | m2 | 28.8
12.1 | PLUMBING INSTALLATIONS
12.10.1 | Galvanized Mild Steel pipes class "B" medium thickness with and
including jointing, fittings and fixe as described
12.10.11 | Supply and install 50mm diameter inlet pipe 800mm long | No. | 1
12.10.12 | Supply and install 50mm diameter draw off pipe Ditto | No. | 1
12.10.13 | Supply and install 50mm diameter overflow pipe Ditto | No. | 1
12.10.14 | Supply and install 75mm diameter scour pipe Ditto | No. | 1
12.10.15 | Supply and install 20mm diameter brass gate valve with wheel and head | No. | 1
12.10.16 | Supply and install 20mm diameter stop corks | No. | 1
12.10.17 | Supply and install 600x600x6mm heavy gauge steel primed metal manhole cover on slab with and including metal framing all around | No. | 1
12.10.18 | Supply and install 20mm Diameter bars, ‘U’ shaped to form steps with ends embedded into retaining wall, average length 450mm | No. | 1
12.11 | Water Tanks
12.11.1 | Supply and fix No. 10000 L each plastic tanks | No. | 2
12.11.2 | Provisional sum for piping and valves to various points | Item | Sum
TOTAL CARRIED TO GRAND SUMMARY

## 13 Security Fences
Item | Description | Unit | Qty | Rate
PROPOSED WOMEN TRANSITION CENTER BAIDOA
7 | SECTION 7: SECURITY FENCES AND GATES
Construction of Perimeter fence 1m off the from the nearest existing wall (255m long) This includes raising existing walls and repairing damaged walls.Total Height 3.5m
13.1 | Element No.1 Reinforced Concrete Wall along the road
Substructure
13.1.1 | Excavation for foundation 1000mm deep & 600mm wide | CM | 36
13.1.2 | Watering & compacting for the foundation bed | SM | 36
13.1.3 | Laying 100 mm Thick blinding layer under foundation wall as the foundation bed | SM | 36
13.1.4 | Return fill and ram and cartaway extra material to spoils | CM | 21
13.1.5 | Reinforced cement concrete strip footing as described
13.1.6 | Supply and fix Ø10mm deformed bars 4T10 | Kg | 115
13.1.7 | Supply and fix Ø8mm deformed bars T8 250 C/C | Kg | 55
vibrated R.c.c class 25
13.1.8 | 200mm thick strip footing | CM | 6
Form to Work
13.1.9 | 500X200mm strip footing | LM | 24
RC WALL
Class 25/20 Reinfoced concrete
13.1.10 | Construction of reinforced concrete fence wall of 200mm thick & 3.8 m high from the strip foundation | CM | 46
Formwork to R.C Wall
13.1.11 | 3m height R.C | SM | 456
Reinforcement Steel
13.1.12 | Supply and fix T10 both ways at a spacing of 200cc | Kg | 1580
HESCO FENCE
13.1.13 | Prepare Ground as per the structural drawing in readiness for hesco fence. | SM | 60
13.1.14 | Supply and instal MIL 10 8760 with dimensions 2.21 height and 1.52m wide placed on the prepared ground | LM | 60
13.1.15 | Ditto but MIL 8 5448R with dimensions 1.37 height x 1.22 wide stacked on top of the MIL 10 | LM | 60
13.1.16 | Provide sand or appropriate material to fill in the hesco sacks, ensuring that the fence is upright and evenly filled to avoid bulging | CM | 290
Page Total Carried Forward
Item | Description | Unit | Qty
Page Total Brought Forward
13.2 | Razor Wire Fence
13.2.1 | Supply and place angle posts 50x50x6mm, 1.5 m high, anchored on top of the hesco using 100mm dia uPVC pipes class D placed inside the sand filling, 500mm deep and filled with class 15 concrete (1:3:6). The distance of the angle posts should be 1.5m apart to hold 980mm razor wire (measured seperately), and should be lagged at the bottom for anchorage. Allow for drilling 4 No. holes per angle post | No. | 39
13.2.2 | Supply and fix 12 Gauge 3mm strenghtening galvanised wire; 4 strands running through the angle posts for fastening razor wire (ms).The 12 Gauge galvanised wire should be tensioned so as have a minimum sag of 20mm from the horizontal. | Lm | 60
13.2.3 | Provide all material and construct a single row of 980mm diameter heavy duty cross type concertina wire to be laid on top of existing HESCO barrier | Lm | 60
1.3 Finishing Work
13.2.4 | Prepare and apply 3coats weatherguard paint to rendered walls | SM | 180
Element No.3 Finishing Work
13.3.19 | 25mm cement sand two coat render to walls with wood float finish. Both internally and externally | SM | 601
13.3.20 | Prepare and apply 3coats weatherguard paint to rendered walls | SM | 601
13.5 | ELEMENT 6: GATES
13.5.1 | Renovation and strengethening of the existing 6m wide gate, including introduction of a pedestrain gate within the main gate and peepholes in both the main gate and pedestrian gates, of not more than 25mm dia with a sliding door. The doors should be properly anchored on the RC wall. | No | 1
13.6 | BOOM BARRIERS
STEEL FRAME
13.6.1 | Supply and Provide 5'' (12.5cm) dia. Pipe for 7m long
with three layers that is bonded by 2'' (50mm) dia.
| Pipe as Per drawing. | LM | 7
13.6.2 | Supply and Provide C Section Steel strips for fastening
| the Steel Barrier. | LM | 14.4
13.6.3 | Supply and Provide Plate for filling mass Concrete to
| Balance the Steel Barrier. | SM | 2.5
MASS CONCRETE FRAME
13.6.4 | Fill the Box with Mass Concrete | MC | 0.343
FINISHES
13.6.5 | Allow a provisional sum for painting and
Transportation and inatallation work of
| the Steel Barriers on site | NO | 1
TOTAL FOR SECURITY FENCES CARRIED TO MAIN SUMMARY

## 14 Guard Towers
ITEM | DESCRIPTION | UNIT | QNTY | RATE US$
PROPOSED MALE TRANSITION CENTER - BAIDOA
14 | SECTION 14: WATCH TOWERS
EXCAVATION
14.1 | Excavate trench for foundation not exceeding
| 1.50 meters deep, starting from stripped levels | CM | 6
Disposal of excavated materials
14.2 | Cart away surplus excavated material | CM | 2
14.3 | Return fill and compact selected excavated materials around foundations | CM | 3
Carried to Collection
ELEMENT NO.2
REINFORCED CONCRETE FRAME
Insitu concrete ; reinforced;class 20/(20mm): vibrated
14.4 | Construction of RCC beams of the floor and Collumn bases roof slab 0.2mx0.2mx8x2
| Assorted steel bars 4 No 12Ǿ at spacing of staff 200mm@Cc | CM | 1
14.5 | Construction of RCC columns with dimensions 0.4mx0.4mx7m
| Assorted steel bars for column footing both directions @ 16Ǿ spacing 200mm Cc | CM | 2
14.6 | RCC mat foundation trench and RCCA footings columns assorted steel bars for
| footing both directions 12diam specing 250mm@c-c | CM | 2
14.7 | Construction of RCC floor and roof slab for guard tower 2mx2mx0.2m
| steel bars of the floor& roof slab both X-direction | CM | 1
Reinforcement( all provisional)
Bars; high yield steel; cold worked to B.S. 4461 including bends, hooks, tying wire and distance blocks of assorted diameter
14.8 | Assorted bars | Kg | 200
In-situ concrete
Mass concrete( 1.3.6/38-38mm aggregate)
14.9 | 50mm thick mass concrete class Q(1:3:6) to bottoms of columns bases | SM | 2
Sawn formwork to insitu concrete as described:-
14.1 | to sides of suspended Slabs | SM | 16
14.11 | Ditto: sides of Columns bases | SM | 5
14.12 | Ditto: Beams | SM | 2.5
14.13 | To sides of the wall | SM | 6.5
14.14 | Toside of columns | SM | 40
Carried to Collection
ITEM | DESCRIPTION | UNIT | QNTY | RATE US$
ELEMENT NO.4
WALLING
200mm thick reinforced concrete walling cast
cement and sand -aggregate (1:2:4) mortar, reinforcement with 12mm diam re bars
alternate course as described in:
14.16 | 200mm thick Reinforced concrete Retaining Wall
| at height of 1.4m class Q (1:3:6) at the top of Slab | MC | 1.68
14.17 | 7 | KG | 150
Carried to Collection
ELEMENT NO.5
FINISHES
Wall finishes
Plaster; 12mm thick 2 No. coatwork, generally to: -
9mm first coat of cement sand (1:6); 3mm
second coat of cement and lime putty (1:10);
steel trowelled toconcrete or blockwork base
14.18 | Walls, and Columns | SM | 20
Painting and decorations
Prepare and apply three coats of first
quality silk vinyl paint to: -
14.19 | Plastered surfaces | SM | 20
Floor finishes
Beds or Backings
Screed; cement and sand (1:3)
14.2 | 40mm thick one coat backings; wood floated | SM | 4
to concrete base; smooth trowelled in red-oxide;
to floors level; internal
Carried to Collection
ELEMENT NO.6
STEEL LADDER
14.21 | Supply and Provide 3m and 500mm wide Vertical
| ladder with railings on both sides to access | NO | 1
the Observation Post
Carried to Collection
ELEMENT NO.7
LIGHTING
14.22 | Supply all materials and mount 4 LED 150W floodlights
| on either side of the towers | No. | 4
Carried to Collection
MAIN SUMMARY
| ELEMENT No. |  | PAGE
| 2 |  | 2/8
| 3 |  | 3/8
| 4 |  | 4/8
| 5 |  | 5/8
| 6 |  | 6/8
| 8 |  | 8/8
Total
Total for 3 No. Guard Towers

## 15 Street Lights
ITEM NO. | DESCRIPTION | UNIT | QTY | RATE (US$)
SECTION 15: SOLAR STREETLIGHTS
PROPOSED STREETLIGHT INSTALLATION
BAIDOA FEMALE TRANSITION CENTRE
15 | ELEMENT NO. 1
Solar Streetlights
15.1 | Supply solar panel lights packed with battery, light source socket, controller that regulates batteries and has a low voltage disconnect, light fixture, light fixture mounting bracket, battery box, and the entire solar lighting | No | 10
15.2 | Assemble solar panel lights packed with battery, light source socket, controller that regulates batteries and has a low voltage disconnect, light fixture, light fixture mounting bracket, battery box, and the entire solar lighting mounted to a pole, together with the accessories, cables, etc. | No | 10
15.3 | Fix or install solar panel lights packed with battery, light source socket, controller that regulates batteries and has a low voltage disconnect, light fixture, light fixture mounting bracket, battery box, and the entire solar lighting mounted to a pole, together with the accessories, cables, etc. | No | 10
| TOTAL CARRIED TO MAIN SUMMARY | US$

## 16 Septic Tank
Item | Description | Unit | Qty | Unit
PROPOSED WOMEN TRANSITION CENTER BAIDOA
SECTION 10: SEPTIC TANK
10 | TOILET PIT
Excavations including maintaining and supporting sides
and keeping free from water, mud and fallen material
16.1 | Stripping of surface and excavation for latrine pit in soft soil up to depth of | C.M | 14.4
approximately 1.8m; pit dimensions: 2m width x 4m length
16.2 | Excavation for latrine pit in hard rock at a depth approximately starting at 1.8 M | C.M | 13
Reinforced concrete class 25,
16.3 | 130mm thick vibrated reinforced concrete for bottom slab (concrete class 20) | C.M | 1.04
Reinforcement, as described (PROVISIONAL)
High yield square twisted reinforcement to BS 4461
16.4 | 10mm high tensile square twisted bars; cold worked; BS4461 including bends, hooks, tying wire, distance blocks and spacers for bottom slab; Y10@ 200mm c/c . | KG | 130
16.5 | Supply and fix sawn formwork to sides of bottom slab | L.M | 12.5
200x400mm block walling bedded and jointed in
cement and sand (1:4) mortar, reinforcement with and
including 25mm wide x 20 gauge hoop iron at every
alternate course as described in:
16.6 | Sub-Structure walling | S.M | 22
Page Total Carried Forward
Item | Description | Unit | Qty | Unit
Page Total Brought Forward
Cement and sand (1:3) screeds, backings, beds etc
16.7 | 13mm thick two coat cement sand (1:3) plaster trowelled smooth and comprising 12mm backing and 3mm finishing coat for internal walls. | S.M | 22
Reinforced concrete class 25,
16.8 | Supply all materials and cast a 125mm thick vibrated reinforced | C.M | 1.04
concrete slab, mix1:2:4 or class 20/20. Top slab dimensions 2.5m x 5.0m
Reinforcement, as described (PROVISIONAL)
High yield square twisted reinforcement to BS 4461
16.9 | 10mm high tensile square twisted bars; cold worked; BS4461 | KG | 65
including bends, hooks, tying wire, distance blocks and spacers for
top slab; Y10@ 200mm c/c .
16.1 | Supply and fix sawn formwork to sides of bottom slab | L.M | 12.5
16.11 | Supply and fix sawn formwork beneath the slab | S.M | 12.5
16.12 | Manhole frame and covers | Pcs. | 1
16.13 | Tank piping, fittings and accessories which includes among others ring bearers anchored in the wall and a 2.5 m heigh 4'' vent pipe with rain cower and fly net | Item | 1
16.14 | 4" brown sewer pipes with accessories laid with 1% slope in trench of 0.5 to 0.8 m depth | L.M | 12
Reinforced concrete class 25,
16.15 | Supply all materials and cast R.C. buffer beam, 100mm wide x 450mm deep, concrete class 20 | C.M | 0.3
16.16 | 12mm high tensile square twisted bars; cold worked; BS4461 including bends, hooks, tying wire, distance blocks and spacers for ring beam reinforcement, 4Y12 | KG | 22
TOTAL CARRIED TO GRAND SUMMARY

## 17 External Works
ITEM No. | DESCRIPTION | UNIT | QTY | RATE
17 | PROPOSED MALE TRANSITION CENTER - BAIDOA
SECTION 17: EXTERNAL WORKS
ELEMENT NO. 1: PLAY GROUND
Demolision
17.1 | Carefully remove all iron sheets and timber framming from the existing temporary accommodation block and store as directed | m2 | 288
Barrier Fence
17.2 | 6000mm High Chainlink fencing with 25x25x3mm SHS posts at 3.00 metres centres with 4 No. holes for and including 12.5 gauge galvanised straining wires and 50mm square 12 gauge galvanised chainlink mesh securely attached to straining wires with 18 SWG annealed iron wire with 300mm length of steel post below ground set in and including plain concrete class 20 base size 300x300x300mm deep, all necessary excavation, formwork, backfilling and disposal | m2 | 432
Total Carried to Summary
ELEMENT NO. 2: WALKWAYS
Site Clearing
17.3 | Clear site of all bushes and debris burn the arising | m2 | 200
17.4 | Excavate 200mm deep for hardcore filling | m3 | 62
Hard-core or other approved filling, as described
17.5 | 300mm thick approved hard-core filling compacted and laid in layers not exceeding 150 mm thick | m3 | 20
17.6 | 50mm thick Quarry dust blinding to surfaces of hard-core :rolled smooth to receive polytheen sheeting (m.s) | m2 | 200
Formwork
17.7 | To the edges of ground slabs 100 - 200mm wide | lm | 15
Reinforcement
17.8 | Mesh reinforcement reference A142 weighing 2.22kg/m2 in ground slabs | m2 | 200
Concrete Works
Insitu concrete class 25/20 , vibrated and reinforced as described, in:-
17.9 | 100 mm Ground floor slab providing expansion joints every 4m of walkway trowelled to rough finish | m2 | 200
Floor Finish
Total Carried to Summary
BILL SUMMARY
1 | ELEMENT NO. 1: PLAY GROUND
2 | ELEMENT NO. 2: WALKWAYS
TOTAL CARRIED TO GRAND SUMMARY

## Summary
ITEM NO. | DESCRIPTION | PAGE
PROPOSED WOMEN TRANSITION CENTER BAIDOA
GRAND SUMMARY
1 | SECTION 1: PRELIMINARIES AND GENERAL DESCRIPTIONS
2 | SECTION 2: RENOVATION OF EXISTING OFFICES
3 | SECTION 3: NEW CLASSROOMS
4 | SECTION 4: MEETING HALL PARTITIONING TO OFFICES
5 | SECTION 5: PRAYER ROOM
6 | SECTION 6: GENERAL STORE
7 | SECTION 7: CLINIC
8 | SECTION 8:KITCHEN AND DINING
9 | SECTION 9: ACCOMMODATION BLOCK
10 | SECTION 10: TOILETS BLOCK AND STAFF TOILETS
11 | SECTION 11: SECURITY HOUSE
12 | SECTION 12: WATER STORAGE TANKS
13 | SECTION 7: SECURITY FENCES AND GATES
14 | SECTION 14: WATCH TOWERS
15 | SECTION 15: SOLAR STREETLIGHTS
16 | SECTION 10: SEPTIC TANK
17 | SECTION 17: EXTERNAL WORKS
SUB TOTAL CARRIED TO FORM OF TENDER
195213
ADD 10% CONTIGENCY SUM TO BE DISPENSED AT THE INSTRUCTION OF THE CLIENT
TOTAL CARRIED TO FORM OF TENDER
| SIGNED: |  | 25000
75000
| (CONTRACTOR) …………………………………………………………………………………………………………………… |  | 200000
250000
| Address: ……………………………………………………………………………………………………………………………………… |  | 100000
200000
| Tel No: ……………………………………………………………………………………………………………………………………… |  | 1045213
Date: ……………………………………………………………………………………………………………………………………………
SIGNED:
(EMPLOYER ) …………………………………………………………………………………………………………………………
Address: ……………………………………………………………………………………………………………………………………
Tel No: ………………………………………………………………………………………………………………………………………
Date: ………………………………………………………………………………………………………………………………………….